## Sheet1
BLOS 2021 Chemical Inventory | [6 empty] | HazCom SDS date |  |  |  |  | In Tier 2 2019?
| NFPA | State | Quantity | Unit | Location | SRS |  | Lab Notes | Location | CAS # | SO Notes
new
more info needed
Bold= Hazardous (needs lab SDS) | Xi=irritating | G=gas
EPA EHS (extremely hazardous substance) | Xn=harmful | S=solid
EPA Haz Chem |  | L=liquid
Absolutely RNA extraction kit (Agilent) | *3,2,1 | L | 6 kits | kits | B107 | Martinez, Fernandez Robledo | 2015 | contains B-ME, phenol | B | multiple components
AccuStart Genotyping Tough Mix | 0,0,0 | L | 0.001 | L | B107 -fridge+mol reag cabinet | Martinez, Fernandez Robledo | 2011 | most recent SDS | B | none listed
Acenaphthene-D10 | 2,0,0 | S | 0.1 | g | C201 dry cabinet | Aeppli, C. | 2012 |  | C | 15067-26-2
Acetanilide | 2,1,0 | S | 2 | g | A101 | BAS | 2017 |  | A | 103-84-4
Acetanilide | 1,1,0 | S | 2 | g | C201 dry cabinet | Aeppli, C. | 2017 |  | C | 103-84-4
acetazolamide | 2,0,0 | S | 10 | g | B211a cabinet | Twining,Matrai,Archer | 2014 |  | B | 59-66-5
Acetazolamide | 2,0,0 | S | 5 | g | C105 | Price, N. | 2014 |  | C | 59-66-5
Acetic acid glacial | *3,2,1 | L | 0.5 | L | B211a hood cabinet | Twining,Matrai,Archer | 2014 | multiple containers | B | 64-19-7 | report=5,000lb | Y
Acetic acid glacial | *3,2,1 | L | 3.5 | L | A010 (chem storage) | NCMA | 2014 |  | A | 64-19-7 | report=5,000lb | Y
Acetic acid glacial | *3,2,1 | L | 0.5 | L | C105 | Fields, D. | 2014 |  | C | 64-19-7 | report=5,000lb | Y
Acetic acid glacial | *3,2,1 | L | 0.473 | L | A201 Hood | FCM | 2014 |  | A | 64-19-7 | report=5,000lb | Y
Acetic acid glacial | *3,2,1 | L | 0.1 | L | A211 hood | Emerson, D. | 2014 |  | A | 64-19-7 | report=5,000lb | Y
Acetic acid glacial | *3,2,1 | L | 2.5 | L | C205 | Countway, P. | 2014 | Matrai | C | 64-19-7 | report=5,000lb | Y
Acetic acid glacial | *3,2,1 | L | 7.5 | L | A101 cabinet | BAS | 2014 | Harmful to aquatic life | A | 64-19-7 | report=5,000lb | Y
acetic acid glacial | *3,2,1 | L | 2.5 | L | B101 | Balch, B. | 2014 |  | B | 64-19-7 | report=5,000lb | Y
acetic acid solution, 0.1M | *3,2,1 | L | 0.25 | L | C205 | Countway, P. | 2014 | Poulton | C | 64-19-7
Acetic Acid, (Vinegar) | 1,0,0 | L | 4 | L | A207 under sink | Orcutt, B | 2015 | Essential Everyday | A | 8028-52-2
Acetic Acid, Glacial HPLC Grade ACS | *3,1,1 | L | 0.5 | L | C101 | Rasher, D. | 2017 |  | C | 64-19-7 | report=5,000lb
Acetic Anhydride | *3,2,1 | L | 0.001 | L | C201 | Aeppli,C | 2018 |  | C | 108-24-7 | report=5,000lb
acetohydroxamic acid | 0,0,0 | S | 1 | g | B205 fridge | Twining | 2012 |  | B | 546-88-3
Acetone | *2,3,0 | L | 0.5 | L | B211 | Twining,Matrai,Archer | 2015 |  | A | 67-64-1 | report=5,000lb | Y
Acetone | *2,3,0 | L | 6 | L | B211a flam cab | Twining,Matrai,Archer | 2015 |  | B | 67-64-1 | report=5,000lb | Y
Acetone | *2,3,0 | L | 4 | L | C101 | Rasher-Education | 2017 |  | C | 67-64-1 | report=5,000lb | Y
Acetone | *2,3,0 | L | 2 | L | C105 | Price, N. |  |  | C | 67-64-1 | report=5,000lb | Y
Acetone | *2,3,0 | L | 0.5 | L | B107 - hood cabinets | Martinez, Fernandez Robledo | 2015 | sigma 179124 | B | 67-64-1 | report=5,000lb | Y
Acetone | *2,3,0 | L | 1.2 | L | B201 hood | Lomas, M | 2018 | AA | B | 67-64-1 | report=5,000lb | Y
Acetone | *2,3,0 | L | 16 | L | A010 Flamm Cab | FCM | 2015 |  | A | 67-64-1 | report=5,000lb | Y
Acetone | *2,3,0 | L | 4 | L | A201 Hood | FCM | 2015 |  | A | 67-64-1 | report=5,000lb | Y
Acetone | *2,3,0 | L | 1.7 | L | A211 hood | Emerson, D. | 2015 |  | A | 67-64-1 | report=5,000lb | Y
Acetone | *2,3,0 | L | 0 | L | A101 flam cabinet | BAS | 2015 | Toxic to aquatic life | A | 67-64-1 | report=5,000lb | Y
Acetone | *2,3,0 | L | 12 | L | B101 flam+A010 | Balch, B. | 2015 |  | B | 67-64-1 | report=5,000lb | Y
Acetone (aka 2-proanone) | *2,3,0 | L | 16 | L | A110 chem stor | Aeppli, C. | 2015 |  | A | 67-64-1 | report=5,000lb | Y
Acetone (aka 2-proanone) | *2,3,0 | L | 4 | L | C201 hood | Aeppli, C. | 2015 |  | C | 67-64-1 | report=5,000lb | Y
Acetone 100% | *2,3,0 | L | 2 | L | C205 | Countway, P. | 2015 |  | C | 67-64-1 | report=5,000lb | Y
Acetone 100% (hardware store grade) | *2,3,0 | L | 0.9 | L | C205 | Countway, P. | 2015 |  | C | 67-64-1 | report=5,000lb | Y
Acetone 90% (diluted with water) | *2,3,0 | L | 1 | L | C205 | Countway, P. | 2015 |  | C | 67-64-1+7732-18-5 | report=5,000lb | Y
acetone, 90% | *2,3,0 | L | 2.5 | L | B211a flam cab | Twining,Matrai,Archer | 2015 | multiple containers | B | 67-64-1+water | report=5,000lb | Y
acetone, 90% | *2,3,0 | L | 1 | L | B101 hood | Balch, B. | 2015 |  | B | 67-64-1 + 7732-18-5 | report=5,000lb | Y
Acetonitirile/water, 70%:30% | *2,3,0 | L | 0 | L | B211a flam cab | BAS | 2014 |  | B | 75-05-8+water
acetonitrile | *2,3,0 | L | 4 | L | B205/B004 | Twining,Matrai,Archer | 2016 |  | B | 75-05-8 | report=5,000lb | Y
acetonitrile | *2,3,0 | L | 6 | L | A010, A101 flam cabinet | BAS | 2016 | refill | A | 75-05-8 | report=5,000lb | Y
acetonitrile | *2,3,0 | L | 5 | L | C201 hood/A010 | Aeppli, C. | 2016 |  | C | 75-05-8 | report=5,000lb | Y
acetonitrile | *2,3,0 | L | 1 | L | C201 | Aeppli, C. | 2016 |  | C | 75-05-8 | report=5,000lb | Y
acetonitrile, 90% | *2,3,0 | L | 0.3 | L | B211a flam cab | Twining,Matrai,Archer | 2016 | multiple containers | B | 75-05-8 | report=5,000lb | Y
Acetovanillone | 2,0,0 | S | 50 | g | C201 | Aeppli, C. | 2014 |  | C | 498-02-2
acetylacetone | 2,2,0 | L | 0.1 | L | C201 hood | Aeppli, C. | 2015 |  | C | 123-54-6
acetylchloride | *3,3,0 | L | 0.095 | L | A101 flam cabinet | BAS | 2014 | harmful to aquatic life | A | 75-36-5 | report=5,000lb
Acetylene | *0,4,2 | G | 15 | lb | A009 - tank | facilities | 2016 |  | A | 74-86-2 | report=10,000lb
Acid dilutions (see components) | 1,0,0 | L | 2 | L | C109 | Fields, D. | ref |  | C | na
acid phenol:chloroform, 5:1 | *3,1,1 | L | 0.1 | L | C205 | Countway, P. | 2013 |  | C | 108-95-2+67-66-3+123-51-3 (60:30:1%)
acridine | 1,0,0 | S | 5 | g | C201 | Aeppli, C. | 2015 |  | C | 260-94-6
acridine orange | 0,0,0 | S | 10 | g | B211a cabinet | Twining,Matrai,Archer | 2014 |  | B | 494-38-2
acridine orange | 0,0,0 | S | 10 | g | A201 Slide Drawer | FCM | 2014 |  | A | 65-61-2
acridine orange hydrochloride hydrate | 0,0,0 | S | 1 | g | A211 | Emerson, D. | 2014 |  | A | 65-61-2
Acrylamide | 2,0,0 | L | 0.4 | L | B107 - toxic fridge | Martinez, Fernandez Robledo | 2015 |  | B | 79-06-1 | report=500lb
Acrylamide (30%) | 2,0,0 | L | 0.45 |  | B107 | Martinez, Fernandez Robledo | 2016 |  | B | 79-06-1 | report=500lb
acrylamide solution (Linear polyacrylamide) | 1,0,1 | L | 0.001 | L | A207 freezer | Orcutt, B | 2015 |  | A | 79-06-1 | report=500lb
Acrylamide, linear 5mg/ml | 2,0,0 | L | 0.004 | L | B107 - freezer | Martinez, Fernandez Robledo | 2015 | Ambion F9520 | B | 79-06-1 | report=500lb
Acrylamide/bis-acrylamide 40% sol'n 37.5:1 | 1,0,0 | L | 0.2 | L | B107 - toxic fridge | Martinez, Fernandez Robledo | 2016 |  | B | 79-06-1, 110-26-9 | report=500lb
Acrylic cements | *2,3,1 | L | 0.85 | L | C109 | Fields, D. | 2014 |  | C | mixture
adenosine 2'3' cyclic phosphate 5'monophosphate | 0,0,0 | L | 0.5 | g | A201 FACS freezer | FCM | 2019 |  | A | 634-01-5
adenosine 3', 5 cyclic monophosphate sodium salt monohydrate (cAMP) | 0,0,0 | S | 0.025 | g | A211 freezer | Emerson, D. | 2015 |  | A | 60-92-4
Adenosine 5'-Monophosphate | 0,0,0 | S | 1 | g | A101 freezer | BAS | 2014 |  | A | 18422-05-4
Adenosine 5'-triphosphate disodium salt (ATP) | 0,0,0 | S | 2 | g | B201 freezer | Lomas, M | 2016 | Whitney, L | B | 34369-07-8
Adenosine 5'-triphosphate disodium salt (ATP) | 0,0,0 | S | 1 | g | A101 freezer | BAS | 2016 |  | B | 34369-07-8
adenosyl-L-methionine | 0,0,0 | S | 0.005 | g | A201 FACS freezer | FCM | 2015 |  | A | 86867-01-8
Adipic acid, analytical std | 2,1,0 | S | 50 | g | C201 | Aeppli, C. | 2016 |  | C | 124-04-9 | report=5,000lb
Ag/AgCl Reference Electrode Filling Solution (see Potassium Chloride solution) | 1,0,0 | L | 0.24 | L | A101 | BAS | ref |  | A | 7447-40-7,7783-90-6,7732-18-5
Agar | 0,0,0 | S | 50 | g | C105 | Fields, D. | 2014 |  | C | 9002-18-0
Agar | 0,0,0 | S | 200 | g | A211 | Emerson, D. | 2014 |  | A | 9002-18-0
Agar | 0,0,0 | S | 500 | g | B101 | Burns |  |  | B | 9002-18-0
Agar powder, reagent grade | 0,1,0 | S | 100 | g | C105 | Price, N. | 2014 |  | C | 9002-18-0
Agar, (BiTek) | 0,0,0 | S | 300 | g | A112 | NCMA | 2014 |  | A | 9002-18-0
Agar, Amresco | 0,0,0 | S | 500 | g | B109 | Martinez, Fernandez Robledo | 2014 |  | B | 9002-18-0
agar, bacto | 0,0,0 | S | 450 | g | A205 S sink cpbd | SCGC | 2014 |  | A | 9002-18-0
Agar, Bacto | 0,0,0 | S | 100 | g | A207 | Orcutt, B | 2014 |  | A | 9002-18-0
agar, Bacto | 0,0,0 | S | 350 | g | B109 | Martinez, Fernandez Robledo | 2014 |  | B | 9002-18-0
Agar, Bacto | 0,0,0 | S | 500 | g | A201 Chem Shelf | FCM | 2014 |  | A | 9002-18-0
Agar, bacto- | 0,0,0 | S | 1500 | g | A109 shelves | NCMA | 2014 |  | A | 9002-18-0
Agar, Bacto- (BD) | 0,0,0 | S | 2000 | g | A112 | NCMA | 2014 |  | A | 9002-18-0
Agar, Emerson YSS | 0,0,0 | S | 500 | g | A112 | NCMA | 2014 |  | A | 9002-18-0
agar, LB | 0,0,0 | S | 500 | g | B109 | Martinez, Fernandez Robledo | 2014 |  | B | 9002-18-0
Agar, LB | 0,0,0 | S | 400 | g | B201 | Lomas, M | 2018 | Whitney, L (cloning) | B | 9002-18-0
Agar, Mueller-Hinton | 0,0,0 | S | 50 | g | B109 | Martinez, Fernandez Robledo | 2014 |  | B | 9002-18-0
Agar, Nobel | 0,0,0 | S | 20 | g | B211a cabinet | Twining,Matrai,Archer | 2014 |  | B | 9002-18-0
Agar, noble | 0,0,0 | S | 200 | g | A112 | NCMA | 2014 |  | A | 9002-18-0
Agar, purified | 0,0,0 | S | 114 | g | A112 | NCMA | 2014 |  | A | 9002-18-0
Agar, R-2A | 0,0,0 | S | 500 | g | A109 shelves | NCMA | 2014 |  | A | 9002-18-0
agar, R2A | 0,0,0 | S | 500 | g | A211 | Emerson, D. | 2014 | Fluka | A | 9002-18-0
agar, standard methods | 0,0,0 | S | 472 | g | A101 | BAS | 2014 |  | A | 9002-18-0
agar, TCBS | 0,0,0 | S | 500 | g | B109 | Martinez, Fernandez Robledo | 2014 | sigma A5306 | B | 6132-04-3, 3522-50-7, 7772-98-7, 7647-14-5, 361-09-1
Agar, thioglycollate (HiVeg) | 0,0,0 | S | 500 | g | A112 | NCMA | 2014 |  | A | 9002-18-0
Agar, Trypic Soy | 0,0,0 | S | 500 | g | B109 | Martinez, Fernandez Robledo | 2014 |  | B | 9002-18-0
Agar, tryptic soy, Vegitone | 0,0,0, Xi | S | 1000 | g | A211 | Emerson, D. | 2014 | Fluka | A | 9002-18-0
agarose | 0,0,0 | S | 25 | g | B211a cabinet | Twining,Matrai,Archer | 2014 |  | B | 9012-36-6
Agarose | 0,0,0 | S | 50 | g | B201 | Lomas, M | 2017 | Whitney, L | B | 9012-36-6
Agarose | 0,0,0 | S | 120 | g | A201 gel drawer | SCGC | 2014 |  | A | 9012-36-6
Agarose LE | 0,0,0 | S | 500 | g | B101 | Burns |  |  | B | 9012-36-6
Agarose low melt | 0,0,0 | S | 10 | g | B101 | Burns |  |  | B | 9012-36-6
Agarose, High gelling | 0,0,0 | S | 500 | g | A109 | NCMA | 2014 |  | A | 9012-36-6
Agarose, LE | 0,0,0 | S | 100 | g | A207 | Orcutt, B | 2014 | VWR | A | 9012-36-6
agarose, LE (high melt) | 0,0,0 | S | 50 | g | A211 | Emerson, D. | 2014 | Promega | A | 9012-36-6
Agarose, low gelling | 0,0,0, Xi | S | 6 | g | A112 | NCMA | 2014 |  | A | 9012-36-6
agarose, OmniPure (Low Melt) | 0,0,0 | S | 20 | g | A211 | Emerson, D. | 2014 | EMD | A | 9012-36-6
Agarose, SeaKem | 0,0,0 | S | 100 | g | C205 | Countway, P. | 2014 | VWR/Lonza | C | 9012-36-6
agarose, SeaKem Gold | 0,0,0 | S | 100 | g | B107 - mol.reag. cabinet | Martinez, Fernandez Robledo | 2014 |  | B | 9012-36-6
agarose, SeaKem LE | 0,0,0 | S | 100 | g | B107 - mol.reag. cabinet | Martinez, Fernandez Robledo | 2014 |  | B | 9012-36-6
agarose, Seaplaque low melt | 0,0,0 | S | 10 | g | B107 - mol.reag. cabinet | Martinez, Fernandez Robledo | 2014 |  | B | 9012-36-6
agarose, Sigma Aldrich | 0,0,0 | S | 100 | g | B107 | Martinez, Fernandez Robledo | 2014 |  | B | 9012-36-6
Agarose, type VII, IX, XI | 0,0,0 | S | 6 | g | A201 Chem Shelf | FCM | 2014 |  | A | 9012-36-6
Air gas | 0,0,0 | G | 1xK | tank | A211a | Emerson, D. | 2015 |  | A | 132259-10-0 | 100 lb/cylinder | Y
air gas | 0,0,0 | G | 1xK | tank | C012C | Balch, B. | 2015 |  | C | 132259-10-0 | 100 lb/cylinder | Y
Air gas, ultra zero | 0,0,0 | G | 1xT | tank | B209 | TArcher | 2015 |  | B | 132259-10-0 | 130lb/cylinder | Y
Air gas, ultra zero | 0,0,0 | G | 1xT | tank | B203 | BAS | 2015 |  | B | 132259-10-0 | 130lb/cylinder | Y
Air x Spray n GO | 1,0,0, | L | 30 | g | Air Handler A | facilities | 2018 | Disinfectant Cleaner | A | 64-02-8, 68956-79-6, 58391-01-5
alanine, DL- | 0,0,0 | S | 2 | g | A211 | Emerson, D. | 2014 | Sigma Aldrich | A | 302-72-7
Albumin, bovine serum (BSA) | 0,0,0 | S | 10 | g | C105 | Price, N. | 2014 |  | C | 9048-46-8
Albumin, bovine serum (BSA) | 0,0,0 | S | 0.15 | g | B107 - Freezer | Martinez, Fernandez Robledo | 2014 | Sigma B2518 | B | 9048-46-8
Albumin, bovine serum (BSA) | 0,0,0 | S | 10 | g | B107 - Live fridge | Martinez, Fernandez Robledo | 2014 |  | B | 9048-46-8
Albumin, bovine serum (BSA) | 0,0,0 | S | 10 | g | C205 | Countway, P. | 2014 | Sigma | C | 9048-46-8
Albumin, bovine serum (BSA) protein std | 0,0,0 | L | 0.001 | L | A101 | BAS | 2014 |  | A | 9048-46-8+water
Albumin, bovine serum (BSA) solution | 0,0,0 | L | 0.01 | L | A211 freezer | Emerson, D. | 2014 | Biorad | A | 9048-46-8
Alcian blue (aka Ingrain Blue) | 0,0,0 | S | 50 | g | A201 Chem Shelf | FCM | 2014 |  | A | 33864-99-2
Alcian blue 8GX (aka Ingrain Blue) | 0,0,0 | S | 15 | g | B211a cabinet | Twining,Matrai,Archer | 2014 |  | B | 33864-99-2
Alcian Blue solution, 1% in 3% acetic acid | *3,1,1 | L | 0.1 | L | A112 | NCMA | 2017 |  | A | 33864-99-2 + 64-19-7
alcohol, denatured (90% ethanol, 5% methanol, 5% isopropanol) | *1,3,0 | L | 3 | L | C205 | Countway, P. | 2016 | BDH | C | 64-17-5+67-56-1+67-63-0 | 90%eth+5%meth+5%isopro | Y
Alcohol, reagent | *1,3,0 | L | 3.8 | L | C105 | Price, N. | 2016 | meth, eth, isopro | C | 64-17-5(90%)+67-56-1(5%)+67-63-0(5%) |  | Y
alcohol, reagent (90% ethanol) | *1,3,0 | L | 4 | L | B211a flam cab | Twining,Matrai,Archer | 2016 |  | B | 64-17-5+67-56-1+67-63-0 | 90%eth+5%meth+5%isopro | Y
alcohol, reagent (denatured ethanol) | *1,3,0 | L | 0.5 | L | B211a cabinet | Twining,Matrai,Archer | 2016 |  | B | 64-17-5+67-56-1+67-63-0 | 90%eth+5%meth+5%isopro | Y
alcohol, reagent (denatured ethanol) | *1,3,0 | L | 4 | L | A201 Hood | FCM | 2016 |  | A | 64-17-5+67-56-1+67-63-0 | 90%eth+5%meth+5%isopro | Y
alcohol, reagent (denatured ethanol) | *1,3,0 | L | 24 | L | B101 flam, Rad, A010 | Balch, B. | 2016 |  | B | 64-17-5+67-56-1+67-63-0 | 90%eth+5%meth+5%isopro | Y
alcohol, reagent grade | *1,3,0 | L | 4 | L | A109/A010 | NCMA | 2018 |  | A | 64-17-67+67-56-1+67-63-0 | 90% ethl, 5% methl, 5% isopro | Y
alcohol, Reagent grade | *1,3,0 | L | 37 | L | B107 hood cabinet | Martinez, Fernandez Robledo | 2016 |  | B | 64-17-67+67-56-1+67-63-0 | 90% ethl, 5% methl, 5% isopro | Y
alcohol, reagent grade | *1,3,0 | L | 3.8 | L | C105 | Fields, D. | 2016 |  | C | 64-17-67+67-56-1+67-63-0 | 90% ethl, 5% methl, 5% isopro | Y
alcohol, Reagent grade | *1,3,0 | L | 4 | L | A211 hood | Emerson, D. | 2016 | BDH | A | 64-17-5, 67-56-1, 67-63-0 | 90% ethl, 5% methl, 5% isopro | Y
Alcohol, reagent grade (95%) | *1,3,0 | L | 1 | L | C105 | Fields, D. | 2016 |  | C | 64-17-67+67-56-1+67-63-0 | 90% ethl, 5% methl, 5% isopro | Y
Alconox | 1,0,0 | S | 1000 | g | C105 | Fields, D. | 2011 |  | C | none
Alconox | 1,0,0 | S | 1500 | g | A201 Under sink | FCM | 2011 |  | A | none
ALDEX aldehyde management system AMS GL1 | 2,1,1 | L | 1 | L | A201 Chem Shelf | FCM | 2014 |  | A | none assigned
Alexa Fluor 488 goat anti-mouse IgG (2mg/ml) | 0,0,0 | L | 0.00025 | L | A201 Non-tox refrig | FCM | 2016 |  | A | none assigned | newest available SDS
Algal amino acid mixture - U - 15N | NONE | S | 0.2 | g | B201 box | Lomas, M | none available 3/2017 | Cambridge Isotope Lab, NML-2161, Lot DL-056 | B | none assigned
alginic acid ammonium calcium salt | 0,0,0 | S | 100 | g | B209 fridge | TArcher | 2014 |  | B | 9005-32-7
Alizarin Red, 0.02% solution | 0,0,0 | L | 0.5 | L | C105 | Price, N. | 2015 |  | C | 130-22-3+7732-18-5
alkalinity titrant (0.01N HCl and 0.6M NaCl) (see components) | 0,0,0 | L | 1 | L | B101 | Balch, B. | ref |  | B | 7647-01-0 + 7647-14-5 +7732-18-5
Alsever's solution | 0,0,0 | L | 0.2 | L | B107 | Martinez, Fernandez Robledo | 2015 |  | B | no CAS, non-haz
Aluminum ammonium sulfate | 2,0,0 | S | 297 | g | A112 | NCMA | 2013 |  | A | 7784-26-1
Aluminum oxide, activated, neutral, gamma | 0,0,0 | S | 250 | g | C201 | Aeppli, C. | 2017 |  | C | 1344-28-1 | fibrous forms
Aluminum potassium sulfate | 0,0,0 | S | 300 | g | A112 | NCMA | 2012 |  | A | 7784-24-9
Aluminum potassium sulfate dodecahydrate | 1,0,0 | S | 100 | g | A109 under scale | NCMA | 2012 |  | A | 7784-24-9
Aluminum sulfate | 2,0,0 | S | 250 | g | A112 | NCMA | 2016 |  | A | 10043-01-3 | report=5,000lb
Amaxa Cell Line Nucleofector Kit | 2,0,0 | L | 2 | kits | B109 - fridge | Martinez, Fernandez Robledo | 2016 | Lonza VCO-10010N | B | 1310-58-3, 10028-24-7, 7365-45-9, 69-65-8
Amberlite resin XAD-16 | 0,0,0 | S | 500 | g | C201 | Aeppli,C | 2016 |  | C | 9003-69-4
amberlite resin XAD-7HP | 0,0,0 | S | 100 | g | C201 | Aeppli,C | 2015 |  | C | none listed
amberlyst 15 resin, H(+)-form | 0,0,0 | S | 250 | g | C201 | Aeppli,C | 2016 |  | C | 39389-20-3
Ambion 10X TURBO DNAse buffer (see Triton X) | 0,0,0 | L | 0.001 | L | B107- freezer | Martinez, Fernandez Robledo | 2016 |  | B | 9002-93-1
Ambion DNAse Inactivation reagent (see anhydrous citric acid) | 1,0,0 | L | 0.001 | L | B107 - freezer | Martinez, Fernandez Robledo | 2013 |  | B | 77-92-9
Ambion RNA fragmentation reagent kit | 0,0,0 | L | 2 kits | kits | B107 - freezer | Martinez, Fernandez Robledo | 2012 |  | B | 5970-45-6
Amino acid oxidase, L- | *4,0,0 | L | 0.002 | g | B209 fridge | TArcher | 2013 |  | B | 9000-89-9
Amino allyl MessageAMP® Cy3 Kit (Glycerol identified as most harmful reagent) | 1,0,0 | L | 3 kits | kits | B107 | Martinez, Fernandez Robledo | 2013 |  | B | 56-81-5
Amino allyl MessageAMP® Cy3/Cy5 Kit (Glycerol identified as most harmful reagent) | 1,0,0 | L | 3 ktis | kits | B107 - Freezer | Martinez, Fernandez Robledo | 2013 |  | B | 56-81-5
Amino allyl MessageAMP® Cy5 Kit (Glycerol identified as most harmful reagent) | 1,0,0 | L | 3 kits | kits | B107 | Martinez, Fernandez Robledo | 2013 |  | B | 56-81-5
Aminobenzoic acid, 4- | 2,0,0 | S | 5 | g | A109 refrigerator | NCMA | 2012 |  | A | 150-13-0
aminobutyric acid, L- | *3,0,0 | S | 1 | g | A101 | BAS | 2014 |  | A | 1492-24-6
Aminocyclopropanecarboxylic acid, 1- | 2,1,1 | S | 0.1 | g | B101 | Burns |  |  | B | 22059-21-8
aminoethylphosphonic acid | 2,0,0 | S | 0.5 | g | B201 | Lomas, M | 2019 | Whitney, L | B | 2041-14-7
aminoethylphosphonic acid | 2,0,0 | L | 0.018 | L | B201 hood cabinet | Lomas, M | 2014 | Whitney, L | B | 66068-76-6
aminoguanidine hydrochloride | 2,0,0 | S | 25 | g | A207 | Orcutt, B | 2014 |  | A | 1937-19-5
AminoPhenylFluorescein (APF) | 1,0,0 | L | 0.00047 | L | C101 refrige | TArcher | 2014 | #A36003 | C | none
Ammonia gas | *3,1,0 | G | 1xUH | tank | B004 | Twining | 2018 | 6L, 13 lb tank | B | 7664-41-7 | report=100lb | Y
Ammonia, aqueous solution, 25% | *3,1,1 | L | 1 | L | C201 | Aeppli, C. | 2015 |  | C | 1336-21-6 | report=1,000lb
ammonium acetate | 0,0,0 | S | 500 | g | A205 fridge#1 | SCGC | 2016 |  | A | 631-61-8 | report=5,000lb
ammonium acetate | 0,0,0 | S | 1000 | g | B107 -fridge+mol reag cabinet | Martinez, Fernandez Robledo | 2016 | sigma A1542 | B | 631-61-8 | report=5,000lb
ammonium acetate | 0,0,0 | S | 250 | g | C205 | Countway, P. | 2016 | Sigma | C | 631-61-8 | report=5,000lb
ammonium acetate | 0,0,0 | S | 800 | g | A101 | BAS | 2016 |  | B | 631-61-8 | report=5,000lb
Ammonium acetate solution, 7.5M | 0,0,0 | L | 0.1 | L | A211 | Emerson, D. | 2016 |  | A | 631-61-8+water
Ammonium acetate stop solution (Invitrogen MEGA Script T7) | 0,0,0 | L | 0.0005 | L | A205, -20#1 | SCGC | 2019 |  | A | n/a
Ammonium bicarbonate | 1,0,0 | S | 100 | g | A112 | NCMA | 2014 |  | A | 1066-33-7 | report=5,000lb
Ammonium carbonate | 1,0,0 | S | 10 | g | B211 | Twining/Matrai/Archer | 2017 |  | B | 506-87-6 | report=5000lb
ammonium chloride | 2,0,0, Xn | S | 85 | g | B211a cabinet | Twining,Matrai,Archer | 2017 | multiple containers | B | 12125-02-9 | report=5000lb | Y
Ammonium Chloride | 2,0,0, Xn | S | 500 | g | A207 | Orcutt, B | 2017 | Amresco | A | 12125-02-9 | report=5000lb | Y
Ammonium chloride | 2,0,0, Xn | S | 3000 | g | A112 | NCMA | 2017 |  | A | 12125-02-9 | report=5000lb | Y
ammonium chloride | 2,0,0, Xn | S | 25 | g | B105 | Martinez, Fernandez Robledo | 2017 |  | B | 12125-02-9 | report=5000lb | Y
Ammonium chloride | 2,0,0,Xn | S | 900 | g | B201 | Lomas, M | 2018 | AA | B | 12125-02-9 | report=5000lb | Y
ammonium chloride | 2,0,0, Xn | S | 1800 | g | A201 Chem Shelf | FCM | 2017 |  | A | 12125-02-9 | report=5000lb | Y
ammonium chloride | 2,0,0, Xn | S | 200 | g | A211 | Emerson, D. | 2017 | Mallinckrodt | A | 12125-02-9 | report=5,000lb | Y
Ammonium chloride | 2,0,0, Xn | S | 750 | g | C205 | Countway, P. | 2017 | Sigma | C | 12125-02-9 | report=5000lb | Y
ammonium chloride | 2,0,0, Xn | S | 500 | g | B101 | Balch, B. | 2017 |  | B | 12125-02-9 | report=5000lb | Y
Ammonium chloride - 15N | 2,0,0 | S | 1 | g | B201 box | Lomas, M | 2016 | Icon Services # 5547 | B | 39466-62-1 | stable isotope
ammonium chloride (15N labelled) | 2,0,0 | S | 1 | g | A211 | Emerson, D. | 2015 | Cambridge Isotope Labs | A | 39466-62-1 | stable isotope
ammonium chloride (15N, 99%) | 2,0,0 | S | 1 | g | A207 | Orcutt, B | 2015 | Cambridge Isotope Labs | A | 39466-62-1 | stable isotope
ammonium citrate dibasic | 0,0,0 | S | 500 | g | B211a cabinet | Twining,Matrai,Archer | 2018 |  | B | 3012-65-5 | report=5,000lb
ammonium Fe(II) sulfate hexahydrate | 2,0,0 | S | 90 | g | A211 | Emerson, D. | 2019 | Sigma Aldrich | A | 7783-85-9
ammonium formate | 2,0,0 | S | 250 | g | A201 Chem Shelf | FCM | 2014 |  | A | 540-69-2
ammonium formate | 2,0,0 | S | 1000 | g | A101 | BAS | 2014 |  | A | 540-69-2
ammonium hydroxide (35 wt% in H2O) | *3,0,0 | L | 1 | L | B211a hood cabinet | Twining,Matrai,Archer | 2018 |  | B | 1336-21-6+7732-18-5 | report=1,000lb | Y
ammonium hydroxide (35 wt% in H2O) | *3,0,0 | L | 0.5 | L | B201 hood cabinet | Lomas, M | 2018 | PITS-P | B | 1336-21-6+7732-18-5 | report=1,000lb | Y
ammonium hydroxide (35 wt% in H2O) | *3,0,0 | L | 0.25 | L | A101 cabinet | BAS | 2018 | Very toxic to aquatic life | A | 1336-21-6+7732-18-5 | report=1,000lb | Y
Ammonium hydroxide solution |  | L | 1 | L | A211 hood | Emerson, D. | 2020 | Honeywell-Fluka | A | 1336-21-6
ammonium hydroxide, 1M | *3,0,0 | L | 0.25 | L | B211a hood cabinet | Twining,Matrai,Archer | 2018 |  | B | 1336-21-6+7732-18-6
ammonium iron (II) sulfate hexahydrate | 2,0,0 | S | 450 | g | B205a | Twining | 2014 |  | B | 7783-85-9
ammonium iron (II) sulfate hexahydrate | 2,0,0 | S | 100 | g | C201 | Aeppli, C. | 2014 |  | C | 7783-85-9
ammonium iron (III) citrate (see Ferric ammonium citrate) | 2,0,0 | S | 100 | g | C205 | Countway, P. | 2018 | from Bob's Lab | C | 1185-57-5
Ammonium metavanadate | 2,0,0 | S | 50 | g | B211a cabinet | Twining,Matrai,Archer | 2017 |  | B | 7803-55-6 | report=1,000lb
Ammonium metavanadate | 2,0,0 | S | 165 | g | A112 | NCMA | 2017 |  | A | 7803-55-6 | report=1,000lb | Y
Ammonium metavanadate | 2,0,0 | S | 25 | g | C205 | Countway, P. | 2017 | Sigma | C | 7803-55-6 | report=1,000lb
Ammonium molybdate | 2,0,0 | S | 4 | g | A112 | NCMA | 2016 | Baker 0716 | A | 12054-85-2
Ammonium molybdate | 2,0,0 | S | 150 | g | B201 | Lomas, M | 2017 | Phos & AA | B | 12054-85-2
Ammonium Molybdate | 2,0,0 | S | 25 | g | B101 | Burns | 2017 |  | B | 12054-85-2
ammonium molybdate (para)tetrahydrate | 2,0,0 | S | 10 | g | B211a cabinet | Twining,Matrai,Archer | 2016 |  | B | 12054-85-2
ammonium molybdate tetrahydrate | 2,0,0 | S | 100 | g | C105 | Fields, D. | 2016 |  | C | 12054-85-2
Ammonium molybdate tetrahydrate | 2,0,0, Xn | S | 25 | g | C205 | Countway, P. | 2016 | Sigma | C | 12054-85-2
ammonium molybdate tetrahydrate | 2,0,0 | S | 500 | g | B101 | Balch, B. | 2016 |  | B | 12054-85-2
Ammonium Nitrate | 2,0,1 ox | S | 500 | g | A112 | NCMA | 2016 |  | A | 6484-52-2
Ammonium Nitrate | 2,0,1 ox | S | 500 | g | B101 | Burns | 2016 |  | B | 6484-52-2
ammonium oxalate monohydrate | 2,0,0 | S | 100 | g | A211 | Emerson, D. | 2015 |  | A | 6009-70-7 | report=5,000lb
Ammonium persulfate | 2,0,1,ox | S | 45 | g | B107 | Martinez, Fernandez Robledo | 2012 |  | B | 7727-54-0
Ammonium persulfate | 2,0,1,ox | S | 25 | g | B101 | Burns |  |  | B | 7727-54-0
Ammonium phosphate dibasic | 2,0,1 | S | 400 | g | B211 | Twining/Matrai/Archer | 2019 |  | B | 7783-28-0
Ammonium solution (25%) |  | L | 1 | L | A211 hood | Emerson, D. | 2020 | Merck | A
ammonium sulfate | 0,0,0 | S | 500 | g | B211a cabinet | Twining,Matrai,Archer | 2014 |  | B | 7783-20-2
ammonium sulfate | 0,0,0 | S | 100 | g | A205 N sink cpbd | SCGC | 2014 |  | A | 7783-20-2
ammonium sulfate | 0,0,0 | S | 100 | g | A203 | Orcutt, B | 2016 | sigma | A | 7783-20-2
Ammonium sulfate | 0,0,0 | S | 375 | g | A112 | NCMA | 2014 |  | A | 7783-20-2
Ammonium sulfate | 0,0,0 | S | 390 | g | B201 | Lomas, M | 2018 | AA standard | B | 7783-20-2
ammonium sulfate | 0,0,0 | S | 20 | g | A211 | Emerson, D. | 2014 |  | A | 7783-20-2
Ammonium sulfate - 15N | 0,0,0 | S | 1 | g | B201 box | Lomas, M | 2014 | Mound Facility | B | 7783-20-2
Amphotericin B | 2,0,0 | S | 0.1 | g | A105 Walk in 2º C | NCMA | 2014 |  | A | 1397-89-3
Ampicillin | 0,0,0 | S | 5 | g | A105 Walk in 2º C | NCMA | 2015 |  | A | 69-52-3
Ampicillin Sodium Salt | 0,0,0 | S | 3 | g | B107 - Freezer | Martinez, Fernandez Robledo | 2015 |  | B | 69-52-3
Ampicillin Sodium Salt | 0,0,0 | S | 5 | g | C205 | Countway, P. | 2015 |  | C | 69-52-3
Ampicillin Sodium Salt solution | 0,0,0 | L | 0.03 | L | B201 live fridge | Lomas, M | 2014 | Whitney, L (cloning) | B | 69-52-3
AMPure XP (sodium azide) | 0,1,0 | L | 0.005 | L | A201 fridge #3 | SCGC | 2016 | Contains concentration of sodium azide below hazardous level | A | 26628-22-8
AMPure XP beads | 1,0,0 | L | 0.06 | L | B109 - live fridge | Martinez, Fernandez Robledo | 2016 |  | B | none listed
AMPure XP Beads (Agencourt) | 0,1,0 | L | 0.005 | L | A201 fridge #4 | SCGC | 2016 |  | A | 26628-22-8 (<0.1%)
Aniline Blue | 2,0,0 | S | 25 | g | C105 | Price, N. | 2014 |  | C | 28631-66-5
Anthracene | 2,1,0 | S | 1 | g | C201 | Aeppli, C. | 2016 |  | C | 120-12-7 | report=5,000lb
Anthraquinone | -,2,- | S | 50 | g | C201 | Aeppli, C. | 2018 |  | C | 84-65-1
Anthrone | 0,0,0 | S | 10 | g | A207 | Orcutt, B | 2018 |  | A | 90-44-8
Anti-HA tag antibody (red fluorescence) | 0,0,0 | L | 0.001 | L | B107 - freezer | Martinez, Fernandez Robledo | 2019 | Cell Signaling | B | 600-443-384
Anti-IgM Human monoclonal antibody (Red fluorescence) | 0,0,0 | L | 0.1 | ml | B107 - Live fridge | Martinez, Fernandez Robledo | 2019 |  | B | none listed or required
Anti-PfCSP-monoclonal antibody | 0,0,0 | L | 1 | ml | B107-Live Fridge | Martinez, Fernandez Robledo | 2019 |  | B | none listed or required
Anti-PTPase 1B | 0,0,0 | L | 0.001 | L | B109 - fridge | Martinez, Fernandez Robledo | 2014 |  | B | 26628-22-8+ water
Antibiotic Antimycotic solution (contains Streptomycin and Amphotericin B) | 2,0,0 | L | 0.1 | L | B107 - freezer | Martinez, Fernandez Robledo | 2012 | sigma A5955-100ML | B | 3810-74-0+69-57-8 (strep+?+water)
Antibodies, Santa cruz biotech | 0,0,0 | L | 0.005 | L | B107 - Live fridge | Martinez, Fernandez Robledo | 2018 |  | B | none listed or required
antimycin A | *3,0,0 | S | 10 | g | A201 FACS freezer | FCM | 2014 | Sigma, 8/18/98 | A | 1397-94-0 | report=1,000lb
apoptosis fixative solution | *3,2,0 | L | 0.006 | L | A201 Preserve Refrig | FCM | 2015 |  | A | formaldehyde<5%+methanol<5%
Aquet detergent | 2,1,0 | L | 3.25 | L | B201 under sink | Lomas, M | 2018 | general use | B | 68412-54-4
araldite 502 (modified bisphenol epoxy) | 1,1,0 | L | 0.4 | L | B211a cabinet | Twining,Matrai,Archer | 2015 |  | B | 84-74-2
Arginine, L- | 0,0,0 | S | 25 | g | B101 | Balch, B. | 2017 |  | B | 74-79-3
Argon gas, UHP | *3,0,0 | G | 0 | tank | A209 | Emerson, D. | 2015 |  | A | 7440-37-1 | 130 lb/cylinder | Y
Argon liquid | *3,0,0 | L | 1x240L | tank | B004/A012 | Twining | 2015 |  | B | 7440-37-1 |  | Y
Aroclor 1016 (PCB std) | 0,0,0 | L | 0.001 | L | C201 fridge | Aeppli, C. | 2016 |  | C | 12674-11-2 | report=1 lb
Aroclor 1221 (PCB std) | 0,0,0 | L | 0.001 | L | C201 fridge | Aeppli, C. | 2013 |  | C | 11104-28-2 | report=1 lb
Aroclor 1232 (PCB std) | 0,0,0 | L | 0.001 | L | C201 fridge | Aeppli, C. | 2013 |  | C | 11141-16-5 | report=1 lb
Aroclor 1242 (PCB std) | 0,0,0 | L | 0.001 | L | C201 fridge | Aeppli, C. | 2013 |  | C | 53469-21-9 | report=1 lb
Aroclor 1248 (PCB std) | 0,0,0 | L | 0.001 | L | C201 fridge | Aeppli, C. | 2013 |  | C | 12672-29-6 | report=1 lb
Aroclor 1254 (PCB std) | 1,0,0 | L | 0.001 | L | C201 fridge | Aeppli, C. | 2013 |  | C | 11097-69-1 | report=1 lb
Aroclor 1260 (PCB std) | *2,3,0 | L | 0.001 | L | C201 fridge | Aeppli, C. | 2013 |  | C | 11096-82-5 | report=1 lb
Aroclor 1262 (PCB std) | 0,0,0 | L | 0.001 | L | C201 fridge | Aeppli, C. | 2013 |  | C | 37324-23-5
Aroclor 1268 (PCB std) | *2,3,0 | L | 0.001 | L | C201 fridge | Aeppli, C. | 2013 |  | C | 11100-14-4
Arsenic (+3) solution, 1000ug/ml | 0,0,0 | L | 0.01 | L | B205A | Twining,Matrai,Archer | 2016 |  | B | 7440-38-2(0.1%) | report=1 lb
Arsenic (+5) solution, 1000ug/ml | 0,0,0 | L | 0.01 | L | B205A | Twining,Matrai,Archer | 2016 |  | B | 7440-38-2 (0.1%) | report=1 lb
Arsenic from Dimethylarsonic acid sodium salt solution, 10 ug/ml | 0,0,0 | L | 0.03 | L | B205A | Twining,Matrai,Archer | 2016 |  | B | 124-65-2 (0.001%)+7732-18-5 | report=1 lb
Arsenic from MMA (Disodium methylarsonate hexahydrate) solution, 10ug/ml | 1,0,0 | L | 0.03 | L | B205A | Twining,Matrai,Archer | 2016 |  | B | 144-21-8 | report=1 lb
arsenobetaine | 2,0,0 | S | 0.05 | g | B205A | Twining,Matrai,Archer | 2015 |  | B | 64436-13-1 | no RQ
Ascarite | *3,0,0 | S | 500 | g | B211a cabinet | Twining,Matrai,Archer | 2016 |  | B | 1310-73-2
ascorbic acid | 0,0,0 | L | 0.01 | L | B211a cabinet | Twining,Matrai,Archer | 2014 |  | B | 50-81-7
Ascorbic acid | 0,0,0 | S | 610 | g | B201 | Lomas, M | 2014 | Phos & AA | B | 50-81-7
ascorbic acid | 0,0,0 | S | 25 | g | A211 freezer | Emerson, D. | 2014 | Sigma | A | 50-81-7
Ascorbic acid, L- | 0,0,0 | S | 100 | g | A112 | NCMA | 2014 |  | A | 50-81-7
ascorbic acid, L- | 0,0,0 | S | 100 | g | B107 - mol.reag. cabinet | Martinez, Fernandez Robledo | 2014 |  | B | 50-81-7
aspartic acid, -L | 2,0,0 | S | 2.5 | g | A211 | Emerson, D. | 2012 | Aldrich | A | 56-84-8
ATP Solution (Invitrogen MEGA Script T7) | 0,0,0 | L | 0.0005 | L | A205, -20#1 | SCGC | 2016 |  | A | n/a
atropine | *4,0,0, Xn | S | 2 | g | A101 | BAS | 2014 | Fatal if swallowed or inhaled | A | 51-55-8
Azobis(2-methylpropionitrile)(2,2'-) | *2,3,3 | S | 25 | g | C201 | Aeppli,C | 2017 |  | C | 78-67-1
Baclight live/dead (propidium iodide, DMSO) | *4,2,3 | L | 1 kit | kit | A201 FACS freezer | FCM | 2018 |  | A | 25535-16-4+75-18-3
BacLight Mounting Oil (see Oil, immersion) | 0,0,0 | L | 0.02 | L | A205 S sink cpbd+-20#1 | SCGC | ref |  | A | none
baclight redox sensor | *4,2,0 | L | 0.002 | L | A201 FACS freezer | FCM | 2016 | with sodium azide | A | 67-68-5
BacLight Redox Sensor Green Vitality kit (aka Live/Dead stain) | *4,2,0 | L | 0.005 | L | A205 -20#1 | SCGC | 2016 | with sodium azide | A | none
BacLight Redox Sensor Green Vitality kit (aka Live/Dead stain) | *4,2,0 | L | 0.005 | L | A207 | Orcutt, B | 2016 |  | A | multiple (67-68-5, 25535-16-4, 26628-22-8, 555-60-2)
Bacteria probe (Ribominus probe) | 0,0,0 | L | 0.0005 | L | A205 -20 #1 | SCGC | 2017 |  | A | n/a
bacteriological agar | 0,0,0 | s | 1000 | g | B107 | Martinez, Fernandez Robledo | 2020 |  | B | 9002-18-0
bacteriological agar | 0,0,0 | s | 250 | g | B107 | Martinez, Fernandez Robledo | 2020 |  | B | 9002-18-0
Bapta AM (cell permeant) | 2,0,0 | S | 0.025 | g | A201 FACS freezer | FCM | 2014 |  | A | 126150-97-8
barium chloride | 2,0,0 | S | 500 | g | B211a cabinet | Twining,Matrai,Archer | 2017 |  | B | 10361-37-2 | no RQ
barium hydroxide | *3,0,0 | S | 400 | g | B211a cabinet | Twining,Matrai,Archer | 2016 |  | B | 17194-00-2 | no RQ
Barium sulfate | 0,0,0 | S | 100 | g | C205 | Countway, P. | 2016 | was Guillard | C | 7727-43-7 | no RQ
Beef extract powder | 0,0,0 | S | 500 | g | A211 | Emerson, D. | 2012 | Himedia | A | 68990-09-0
Behenic acid | 0,0,0 | S | 5 | g | C201 | Aeppli, C. | 2014 |  | C | 112-85-6
bentonite | 0,0,0 | S | 500 | g | B101 | Balch, B. | 2012 |  | B | 1302-78-9
Benzanthrone (DIBENZOTHIOPHENE OEKANAL, Benzo[de]anthracen-7-one,7H-) | 2,0,0 | S | 10 | g |  | Aeppli, C. | 2015 |  | C | 82-05-3
benzofuran, 2,3- | 0,2,0 | L | 0.001 | L | C201 | Aeppli, C. | 2015 |  | C | 271-89-6
benzoic Acid | *3,1,0 | S | 25 | g | B211a cabinet | Twining,Matrai,Archer | 2017 |  | B | 65-85-0 | report=5,000lb
BENZOIC ACID | *3,1,0 | S | 25 | g |  | Aeppli, C. | 2017 |  | B | 65-85-0 | report=5,000lb
Benzyladenine, 3- | 2,0,0 | S | 0.1 | g | A112 | NCMA | 2014 |  | A | 7280-81-1
Betaine | 0,0,0 | S | 100 | g | B107 - mol.reag. cabinet | Martinez, Fernandez Robledo | 2012 |  | B | 107-43-7
Betaine | 0,0,0 | S | 250 | g | C205 | Countway, P. | 2012 | Sigma | C | 107-43-7
betaine anhydrous | 0,0,0 | S | 110 | g | A205 S sink cpbd | SCGC | 2015 | Sigma B2629 | A | 107-43-7
Betaine anhydrous | 0,0,0 | S | 100 | g | A207 | Orcutt, B | 2015 |  | A | 107-43-7
betaine anhydrous | 0,0,0 | S | 100 | g | A211 | Emerson, D. | 2015 | Acros Organics | A | 107-43-7
betaine hydrochloride | 2,0,0 | S | 300 | g | B211a cabinet | Twining,Matrai,Archer | 2012 |  | B | 590-46-5
Betaine Hydrochloride | 2,0,0 | S | 75 | g | A112 | NCMA | 2012 |  | A | 590-46-5
Betaine hydrochloride | 2,0,0 | S | 250 | g | B211a | BAS | 2012 |  | A | 590-46-5
betaine, anhydrous | 0,0,0 | S | 50 | g | A107 Walk in 2º C | NCMA | 2015 |  | A | 107-43-7
BICINE (N,N Bis 2 hydroxyethyl glycine) | 0,0,0 | S | 100 | g | A109 shelves | NCMA | 2014 |  | A | 150-25-4
Bile salts | 0,0,0 | S | 50 | g | C105 | Price, N. | 2014 |  | C | none
Binding Buffer | 1,0,0 | L | 300 | ml | C101 | Rasher, D. | 2017 |  | C | 50-01-1, other non-hazardous additions
BioGel P2 | 1,0,0 | S | 100 | g | A201 Chem Shelf | FCM | *2011 | most recent SDS 3/18 | A | 9003-05-8
biotin | 0,0,0, Xi | S | 1 | g | B205 freezer | Twining | 2014 |  | B | 58-85-5
Biotin | 0,0,0, Xi | S | 5.5 | g | A107 Walk in 2º C | NCMA | 2014 |  | A | 58-85-5
Biotin | 0,0,0, Xi | S | 0.5 | g | C205 | Countway, P. | 2014 | Sigma | C | 58-85-5
Biotin | 0,0,0, Xi | S | 500 | g | B101 | Burns | 2014 |  | B | 58-85-5
biotin, D (vit.H or B7), 2.05x10-9 M | 0,0,0, Xi | L | 0.1 | L | B103 frzr | Balch, B. | 2014 |  | B | 58-85-5+7732-18-5
biotin, D- | 0,0,0, Xi | S | 1 | g | B107 - Freezer | Martinez, Fernandez Robledo | 2014 |  | B | 58-85-5
biotin, d- (Vitamin H) | 0,0,0, Xi | S | 0.2 | g | A201 FACS freezer | FCM | 2014 |  | A | 58-85-5
bis dibutylbarbituric acid-trimethineoxonol (see DiBAC4(3)) | 0,0,0 | S | 0.1 | g | A205 -20#1 | SCGC | 2012 |  | A | 70363-83-6
Bis Tris propane (see Propane, bis tris) | 0,0,0 | S | 25 | g | B211a cabinet | Twining,Matrai,Archer | 2012 |  | B | 64431-96-5
bisBenzamide fluorochrome 33358 (see Hoechst stain or TBTO) | 2,0,0 | S | 0.375 | g | A201 FACS freezer | FCM | 2015 |  | A | 23491-45-4
Bleach (5% sodium hypochlorite) | *3,0,0,Xi | L | 1 | L | A207 under sink | Orcutt, B | 2015 | Home360 | A | 7681-52-9 | report=100lb | Y
Bleach (5% sodium hypochlorite) | *3,0,0,Xi | L | 3 | L | B101 | Balch, B. | 2015 |  | B | 7681-52-9 | report=100lb | Y
Bleach, household (2-8% sodium hypochlorite) | *3,0,0,Xi | L | 1 | L | B211 sink cabinet | Twining,Matrai,Archer | 2015 |  | B | 7681-52-9 | report=100lb | Y
Bleach, household (2-8% sodium hypochlorite) | *3,0,0,Xi | L | 12 | L | A205+A201 under sink | SCGC | 2015 |  | A | 7681-52-9 | report=100lb | Y
Bleach, household (2-8% sodium hypochlorite) | *3,0,0,Xi | L | 4 | L | A103 under sink | NCMA | 2015 |  | A | 7681-52-9 | report=100lb | Y
Bleach, household (2-8% sodium hypochlorite) | *3,0,0,Xi | L | 2.5 | L | B107 - under sink | Martinez, Fernandez Robledo | 2015 |  | B | 7681-52-9, 1310-73-2 | report=100lb | Y
Bleach, household (2-8% sodium hypochlorite) | *3,0,0,Xi | L | 0.8 | L | Flow Van | Lomas, M | 2015 |  | A | 7682-52-9 | report=100lb | Y
Bleach, household (2-8% sodium hypochlorite) | *3,0,0,Xi | L | 2 | L | C105 | Fields, D. | 2015 |  | C | 7681-52-9 | report=100lb | Y
Bleach, household (2-8% sodium hypochlorite) | *3,0,0,Xi | L | 3.5 | L | A201 Under sink | FCM | 2015 |  | A | 7681-52-9 | report=100lb | Y
Bleach, household (2-8% sodium hypochlorite) | *3,0,0,Xi | L | 3.79 | L | A211, under sink | Emerson, D. | 2015 |  | A | 7681-52-9 | report=100lb | Y
Bleach, household (2-8% sodium hypochlorite) | *3,0,0,Xi | L | 0.05 | L | C205 | Countway, P. | 2015 | Target | C | 7681-52-9 | report=100lb | Y
bleomycin sulfate | 0,0,0 | S | 0.5 | g | B107 - Freezer | Martinez, Fernandez Robledo | 2018 |  | B | 9041-93-4
blocking reagent | 0,0,0 | S | 28 | g | A211 freezer | Emerson, D. | 2015 | Roche; invitrogen | A | 110-16-7
BluePippin reagent kits | not rated | L | 5 | kits | A201 fridge #2 | SCGC | 2012 |  | A | 201-064-4+249-954-1+205-358-3+231-791-2(tris, trispropane sulfonic acid+edta+water) | DOT non hazardous
Bodipy (BODIPY® FL NHS Ester (Succinimidyl Ester) ) | 0,0,0 | S | 0.01 | g | A110 freezer of refrigerator | NCMA | 2012 | Life Technologies D2184 | A | 146616-66-2
Boiling stones | 0,0,0 | S | 450 | g | A112 | NCMA | 2014 |  | A | 3144-28-1
borate buffer | 2,0,0 | S | 6 | g | B211a cabinet | Twining,Matrai,Archer | 2012 | Na borate+NaOH+water | B | 1303-96-4(.5%)+1310-73-2(.1%)+water 99.4%
Borax (sodium tetraborate decahydrate) | 0,0,0 | S | 100 | g | A112 | NCMA | 2014 |  | A | 1303-96-4
Boric Acid | 0,0,0 | S | 90 | g | B201 | Lomas, M | 2020 | Organic Nitrogen and Phosphorus Analysis | B
boric acid (aka hydrogen borate) | 0,0,0 | S | 1500 | g | B211a cabinet | Twining,Matrai,Archer | 2015 |  | B | 10043-35-3
boric acid (aka hydrogen borate) | 0,0,0 | S | 50 | g | A205 N sink cpbd | SCGC | 2015 |  | A | 10043-35-3
boric acid (aka hydrogen borate) | 0,0,0 | S | 125 | g | C105 | Price, N. | 2015 |  | C | 10043-35-3
boric acid (aka hydrogen borate) | 0,0,0 | S | 2675 | g | A112 | NCMA | 2015 | Baker 0084 | A | 10043-35-3
boric acid (aka hydrogen borate) | 0,0,0 | S | 400 | g | B105 | Martinez, Fernandez Robledo | 2015 |  | B | 10043-35-3
boric acid (aka hydrogen borate) | 0,0,0 | S | 450 | g | A211 | Emerson, D. | 1976 | JTBaker | A | 10043-35-3
boric acid (aka hydrogen borate) | 0,0,0 | S | 500 | g | C205 | Countway, P. | 2015 | Sigma | C | 10043-35-3
Boron TriFluoride in methanol, 15% (aka BF3) | *4,3,0 | L | 0.02 | L | C201 | Aeppli, C. | 2017 |  | C | 7637-07-2 | report=500lb
Bouin's solution (picric acid, formalin, acetic acid) | 2,1,0 | L | 0.45 | L | B201 | Lomas, M | 2018 |  | B | 7732-18-5(82%)+50-00-0(9%)+64-19-7(5%)+67-56-1(4%)+88-89-1(0.6%)
bovine serum albumin | 0,0,0 | S | 20 | g | A201 Non-tox refrig | FCM | 2015 |  | A | 9048-46-8
bovine serum albumin (part of Bradford kit) | 0,0,0 | L | 0.005 | L | A211 freezer | Emerson, D. | 2015 |  | A | 9048-46-8
Bradford protein assay kit (Quick Start) | 2,0,0 | L | 1 | L | A211 freezer | Emerson, D. | 2015 |  | A | multiple components | BioRad
Bradford Reagent (coomassie stain) | *2,3,1 | L | 0.5 | L | A112 refridge. | NCMA | 2016 |  | A | 7664-38-2 (15%)+67-56-1(2.5%) | phosphoric acid, methanol
Bradford Reagent (protein assay) | *3,0,0 | L | 0.5 | L | B209a fridge | TArcher | 2016 |  | B | 7664-38-2 (15%)+67-56-1(2.5%) | phosphoric acid, methanol
Brij-35 (15%) | 2,1,0 | L | 1.25 | L | B201 | Lomas, M | 2018 | AA | B | 9002-92-0
Brilliant Green | 2,0,0 | L | 0.12 | L | A211 | Emerson, D. | 2014 | Ricca Chemical | A | 633-03-4
Brilliant II SYBR Green QRT-PCR Master Mix | 2,0,0 | L | 1 kit | kits | B107 - freezer | Martinez, Fernandez Robledo | 2012 |  | B | 56-81-5, 67-68-5, 7447-40-7, 1185-53-1, 56-81-5
Bromide std (ICP-BR-10) | 2,0,0 | L | 0.125 | L | B205A | Twining,Matrai,Archer | 2017 |  | B | 12124-97-9 (0.001% ammonium bromide)+water
Bromine (BR2) fixanal std, 0.05M | 2,0,0 | L | 1 | L | C201 | Aeppli, C. | 2015 | Kbromide+Kbromate | C | 7758-02-3+7758-01-2 | no RQ
bromine (strong oxidizer hazard) | *3,0,0,ox | L | 340 | g | B211a cabinet | Twining,Matrai,Archer | 2017 |  | B | 7726-95-6 | report=500lb
bromine (strong oxidizer hazard) | *3,0,0,ox | L | 50 | g | C201 fridge | Aeppli, C. | 2017 |  | C | 7726-95-6 | report=500lb
Bromine Water (3% Bromine) | *3,0,0 | L | 0.5 | L | B209 fridge | T Archer | 2016 |  | B | 7726-95-6 | report=500lb
bromo-3-chloropropane, 1- | 1,2,0 Xi | L | 0.01 | L | B107 - hood cabinets | Martinez, Fernandez Robledo | 2012 |  | B | 109-70-6
Bromo-3-chloropropane, 1- | 1,2,0, Xi | L | 0.4 | L | C205 | Countway, P. | 2012 | Sigma | C | 109-70-6
Bromo-3-Chloropropane, 1- (BCP) sep reagent | 1,2,0 Xi | L | 0.25 | L | A109 Flam cabinet | NCMA | 2012 |  | A | 109-70-6
bromoethane | 3,1,0 | S | 50 | g | B211a flam cabinet | Archer | 2020 |  | B | 239607-50G SA
Bromoethanesulfonic acid (2-), sodium salt | 2,1,0 | S | 25 | g | A207 | Orcutt, B | 2018 |  | A | 4263-52-9
Bromoform | *4,0,0 | L | 50 | g | B211a flam cabinet | TArcher | 2016 |  | B | 75-25-2 | report=100lb
bromoform (+60-120ppm 2-methyl) | *4,0,0 | L | 0.5 | L | C201 | Aeppli, C. | 2016 | refill | C | 75-25-2 | report=100lb
Bromoform (5000ug/ml) methanol solution | *4,0,0 | L | 0.001 | L | B209 fridge | Tarcher | 2016 |  | B | 75-25-2(0.5%)+67-56-1 | report=100lb
Bromoform-13C | *4,0,0 | L | 0.1 | g | B209 fridge | TArcher | 2016 | refrigerate | B | 72802-81-4 | dif CAS
bromoperoxidase from corallina | 0,0,0 | L | 0.0001 | L | C201 fridge | Aeppli, C. | 2014 |  | C | 69279-19-2
bromophenol blue | 0,0,0 | S | 5 | g | A201 fridge #2 | SCGC | 2015 |  | A | 115-39-9
bromophenol blue | 0,0,0 | S | 5 | g | B101 | Burns |  |  | B | 115-39-9
Bromophenol oekanal, amylene stabilized | 2,2,0 | S | 1 | g | C201 fridge | Aeppli, C. | 2015 |  | C | 95-56-7
Bromophenol, 2-, oekanal | 2,2,0 | S | 0.25 | g | C201 fridge | Aeppli, C. | 2015 |  | C | 95-56-7
Bromophenol, 4- | 2,0,0 | S | 5 | g | C201 fridge | Aeppli, C. | 2014 |  | C | 106-41-2
bromopropane, 1- | 2,3,0 | L | 0.005 | L | B211a flam cabinet | Archer | 2020 |  | B | B78106-5ML Aldrich
bromothymol blue | 0,0,0 | S | 10 | g | A201 Chem Shelf | FCM | 2012 |  | A | 34722-90-2
bromothymol blue | 1,0,0 | L | 0.115 | L | A101 | BAS | 2012 |  | A | 34722-90-2, 7732-18-5
Broth ("Terrific Broth") | 0,0,0 | S | 100 | g | C105 | Fields, D. | 2014 |  | C | na
Broth, Difco AC | 0,0,0 | S | 500 | g | B211a cabinet | Twining,Matrai,Archer | 2014 |  | B | na
Broth, Difco AC | 0,0,0 | S | 500 | g | A207 | Orcutt, B | 2014 |  | A | na
broth, LB (Difco) | 0,0,0 | S | 400 | g | A205 S sink cpbd | SCGC | 2014 |  | A | na
broth, LB (Difco) | 0,0,0 | S | 500 | g | B101 | Burns |  |  | B | na
Broth, Luria Bertani with agar (Lennox) | 0,0,0 | s | 1000 | g | B107 | Martinez, Fernandez Robledo | 2020 |  | B | multiple components
Broth, Luria Miller's modification | 0,0,0 | S | 1500 | g | B109 | Martinez, Fernandez Robledo | 2014 |  | B | na
Broth, marine | 0,0,0 | S | 1500 | g | A112 | NCMA | 2014 | Difco 2216 | A | na
Broth, Miller's Luria | 0,0,0 | s | 1000 | g | B107 | Martinez, Fernandez Robledo | 2020 |  | B | multiple components
Broth, Mueller-Hinton | 0,0,0 | S | 100 | g | B109 | Martinez, Fernandez Robledo | 2014 |  | B | na
broth, nutrient (Difco) | 0,0,0 | S | 500 | g | A205 S sink cpbd | SCGC | 2014 |  | A | na
Broth, Tryptic Soy | 0,0,0 | S | 500 | g | B109 | Martinez, Fernandez Robledo | 2014 |  | B | 7647-14-5
Broth, tryptic soy, Vegitone | 0,0,0 | S | 495 | g | A211 | Emerson, D. | 2014 | Fluka | A | 7647-14-5
Broth, Zobell Marine | 0,0,0 | S | 500 | g | B109 | Martinez, Fernandez Robledo | 2014 |  | B | na
BSTFA (with 1% TMCS) (trimethylsilyl-trifluoro…acetimidate) (silylation reagent) | *3,3,0 | L | 0.01 | L | C201 fridge | Aeppli, C. | 2016 |  | C | 25561-30-2(99%)+75-77-4(1%) | TCMS=trimethylchlorosilane
BTEX/MTBE mix, HC, Analytical std | *2,3,0 | L | 0.001 | L | C201 fridge | Aeppli, C. | 2016 |  | C | 67-56-1(97%)+108-88-3(1%)+71-43-2(1%)+100-41-4(1%) | sigma CRM47505
Buffer AE | 0,0,0 | L | 150 | ml | c105 | Rasher, D. | 2017 |  | C | Non-hazardous mixture
Buffer ATL | 0,0,0 | L | 300 | ml | c104 | Rasher, D. | 2017 |  | C | 151-21-3, other non-hazardous additions
Buffer AW1 | 2,0,0 | L | 200 | ml | c102 | Rasher, D. | 2018 |  | C | 50-01-1, other non-hazardous additions
Buffer AW2 | 0,0,0 | L | 200 | ml | c103 | Rasher, D. | 2019 |  | C | Non-hazardous mixture
Buffer P1 | 0,0,0 | L | 0.01 | L | B201 live frige | Lomas, M | 2017 | Whitney, L | B | none
Buffer RLT, lysis buffer | 1,1,0 | L | 0.2 | L | B201 | Lomas, M | 2018 | Whitney, L | B | 593-84-0
buffer solution, 10X for MDA | 1,0,0 | L | 0.12 | L | A205 -80#1 | SCGC | 2012 |  | A | 7447-40-7
buffer, pH standard 10 | 1,0,0, Xi | L | 0.5 | L | B205 bench | Twining | 2016 |  | B | 144-55-8−0+497-19-8+7732−18−5+trade secret
buffer, pH standard 10 | 1,0,0, Xi | L | 0.5 | L | A205 N sink cpbd | SCGC | 2016 |  | A | 144-55-8−0+497-19-8+7732−18−5+trade secret
buffer, pH standard 10 | 1,0,0, Xi | L | 0.5 | L | A112 | NCMA | 2016 |  | A | 144-55-8−0+497-19-8+7732−18−5+trade secret
buffer, pH standard 10 | 1,0,0, Xi | L | 0.5 | L | A101 | BAS | 2016 |  | A | na
buffer, pH standard 10 | 1,0,0, Xi | L | 2 | L | B101 | Balch, B. | 2016 |  | B | 144-55-8−0+497-19-8+7732−18−5+trade secret
Buffer, pH standard 10.0 | 1,0,0, Xi | L | 0.4 | L | B201 | Lomas, M | 2016 |  | B | na
buffer, pH standard 10.0 | 1,0,0, Xi | L | 0.475 | L | A211 | Emerson, D. | 2016 | BDH | A | 144-55-8−0+497-19-8+7732−18−5+trade secret
buffer, pH standard 10.01 | 1,0,0, Xi | L | 0.475 | L | C205 | Countway, P. | 2016 | VWR | C | na
buffer, pH standard 4 | 0,0,0, Xi | L | 0.5 | L | B205 bench | Twining | 2015 |  | B | 877-24-7+7647-01-0+915-67-3+7732−18−5+132−27−4
buffer, pH standard 4 | 0,0,0, Xi | L | 0.5 | L | A205 N sink cpbd | SCGC | 2015 |  | A | 877-24-7+7647-01-0+915-67-3+7732−18−5+132−27−4
buffer, pH standard 4 | 0,0,0, Xi | L | 0.4 | L | A112 | NCMA | 2015 |  | A | 877-24-7+7647-01-0+915-67-3+7732−18−5+132−27−4
buffer, pH standard 4 | 0,0,0, Xi | L | 0.5 | L | A101 | BAS | 2015 |  | A | na
buffer, pH standard 4 | 0,0,0, Xi | L | 2 | L | B101 | Balch, B. | 2015 |  | B | 877-24-7+7647-01-0+915-67-3+7732−18−5+132−27−4
Buffer, pH standard 4.0 | 0,0,0, Xi | L | 0.4 | L | B201 | Lomas, M | 2016 |  | B | na
buffer, pH standard 4.0 | 0,0,0, Xi | L | 0.4 | L | A211 | Emerson, D. | 2015 | VWR/EMD | A | 877-24-7+7647-01-0+915-67-3+7732−18−5+132−27−4
buffer, pH standard 4.01 | 0,0,0, Xi | L | 0.475 | L | C205 | Countway, P. | 2015 | VWR | C | na
buffer, pH standard 7 | 0,0,0, Xi | L | 0.5 | L | B205 bench | Twining | 2015 |  | B | 7558−79−4+7778−77−0+1934−21−0+7732−18−5+132−27−4
buffer, pH standard 7 | 0,0,0, Xi | L | 0.5 | L | A205 N sink cpbd | SCGC | 2015 |  | A | 7558−79−4+7778−77−0+1934−21−0+7732−18−5+132−27−4
buffer, pH standard 7 | 0,0,0, Xi | L | 0.1 | L | A112 | NCMA | 2015 |  | A | 7558−79−4+7778−77−0+1934−21−0+7732−18−5+132−27−4
buffer, pH standard 7 | 0,0,0, Xi | L | 0.475 | L | C205 | Countway, P. | 2015 | VWR | C | na
buffer, pH standard 7 | 0,0,0, Xi | L | 0.5 | L | A101 | BAS | 2015 |  | A | na
buffer, pH standard 7 | 0,0,0, Xi | L | 2 | L | B101 | Balch, B. | 2015 |  | B | 7558−79−4+7778−77−0+1934−21−0+7732−18−5+132−27−4
Buffer, pH standard 7.0 | 0,0,0, Xi | L | 0.4 | L | B201 | Lomas, M | 2016 |  | B | na
buffer, pH standard 7.0 | 0,0,0, Xi | L | 0.25 | L | A211 | Emerson, D. | 2015 | VWR/EMD | A | 7558−79−4+7778−77−0+1934−21−0+7732−18−5+132−27−4
Butane | *0,4,0 | L | 0.77825 | L | A109 Flam cabinet | NCMA | 2016 |  | A | 106-97-8, 75-28-5 | no RQ
butane | *0,4,0 | L | 6 | cans | B101 | Balch, B. | 2016 |  | B | 106-97-8, 75-28-5 | no RQ
Butane (15/16oz canisters) | 1,4,0 | G | 176 | oz | B201 hood cabinet | Lomas, M | 2014 | Whitney, L | B | none given
butane canister | *0,4,0 | L | 2 | L | A211 | Emerson, D. | 2016 | various | A | 106-97-8, 75-28-5 | no RQ
butane, liquid, cannisters (for bunsen burner) | *0,4,0 | L | 0.42 | L | B211a Flam cabinet | TArcher | 2016 | 3.75 oz/can | B | 106-97-8, 75-28-5 | no RQ
butane, liquid, cannisters (for bunsen burner) | *0,4,0 | L | 1.32 | L | A207 / A010 flam / Marine Ops | Orcutt, B | 2018 | refill | A | 106-97-8, 75-28-5 | 10,000lb RQ
butane, liquid, cannisters (for bunsen burner) | *0,4,0 | L | 1.8 | L | A010 - Chem Storage | Martinez, Fernandez Robledo | 2016 | .3L/can | A | 106-97-8, 75-28-5 | no RQ
butane, liquid, cannisters (for bunsen burner) | *0,4,0 | L | 2.7 | L | B107 - hood cabinets | Martinez, Fernandez Robledo | 2016 | .3L/can | B | 106-97-8, 75-28-5 | no RQ
butanol, 1- (aka n-butyl alcohol) | *2,3,1 | L | 2 | L | B101 flam | Balch, B. | 2016 |  | B | 71-36-3 | report=5,000lb
Butanol, 2- (aka sec butyl alcohol) | *2,3,0 | L | 1 | L | A101 flam cabinet | BAS | 2015 |  | A | 78-92-2 | no RQ
butyl-3-methyliminazolium chloride, 1- | 3,0,0 | S | 0.25 | g | B211a cabinet | Archer | 2019 |  | B | S16110-250mg
butylbenzene, N- | 0,2,0 | L | 1 | g | C201 | Aeppli, C. | 2015 |  | C | 104-51-8
butylboronic acid | 0,0,0 | S | 1 | g | A101 | BAS | 2020 |  | A | 4426-47-5
Butyldimethylsilyl-N-methyltrifluoroacetamide (N-tert) | 2,2,0 | L | 0.005 | L | C201 | Rasher, D. | 2016 |  | C | 77377-52-7
Butyric acid | *3,2,0 | L | 0.1 | L | B211a Flam cabinet | TArcher | 2018 |  | B | 107-92-6 | in binders
C1-C6 N-parafins in nitrogen (100ppm gas standard) | 0,1,0 | G | 14 | L | A203 | Orcutt, B | 2015 | Restek/Scotty | A | multiple (106-97-8, 74-84-0, 110-54-3, 74-82-8, 109-66-0, 74-98-6, 7727-37-9)
Cadmium | *4,0,0,Xn | S | 400 | g | B201 hood cabinet | Lomas, M | 2016 | AA | B | 7440-43-9 | report=10lb | Y
cadmium chloride | *4,0,0 | S | 600 | g | B211a cabinet | Twining,Matrai,Archer | 2016 |  | B | 10108-64-2 | report=10lb
caffeine | 2,0,0 | S | 2.5 | g | B211a cabinet | Twining,Matrai,Archer | 2014 |  | B | 58-08-2
Caffeine | 2,0,0 | S | 5 | g | B101 | Burns |  |  | B | 58-08-2
caffeine | 2,0,0 | S | 1 | g | B211a cabinet | BAS | 2014 |  | B | 58-08-2
Calcein | 0,0,0 | S | 10 | g | C105 | Price, N. | 2014 |  | C | 154071-48-4
calcein | 0,0,0 | S | 1 | g | B103 refr | Balch, B. | 2014 |  | B | 1461-15-0
Calcein AM (in DMSO) | 1,2,0 | L | 1 | g | A201 FACS freezer | FCM | 2016 |  | A | DMSO=67-68-5
calcein blue (methylumbelliferone methyleneiminodiacetic acid) | 2,0,0 | S | 1 | g | B101 | Balch, B. | 2016 |  | B | 54375-47-2
calcium acetate hydrate | 2,0,0 | S | 190 | g | B211a cabinet | Twining,Matrai,Archer | 2015 |  | B | 62-54-4
Calcium carbonate | 0,0,0 | S | 300 | g | A112 | NCMA | 2014 | Baker 1288 | A | 471-34-1
Calcium Carbonate Powder | 0,0,0 | S | 340 | g | C103 | Fields, D. | 2014 |  | C | 471-34-2
Calcium chloride anhydrous | 2,0,0, Xi | S | 1400 | g | B211a cabinet | Twining,Matrai,Archer | 2014 |  | B | 10043-52-4
Calcium chloride anhydrous | 2,0,0, Xi | S | 500 | g | A207 | Orcutt, B | 2014 | Amresco | A | 10043-52-4
Calcium chloride anhydrous | 2,0,0, Xi | S | 100 | g | A112 | NCMA | 2014 | Baker 1332 | A | 10043-52-4
Calcium chloride anhydrous | 2,0,0, Xi | S | 100 | g | B105 | Martinez, Fernandez Robledo | 2014 |  | B | 10043-52-4
Calcium chloride anhydrous | 2,0,0, Xi | S | 500 | g | C205 | Countway, P. | 2014 | Sigma | C | 10043-52-4
calcium chloride dihydrate | 2,0,0, Xi | S | 700 | g | B211a cabinet | Twining,Matrai,Archer | 2012 |  | B | 10035-04-8
Calcium chloride dihydrate | 2,0,0, Xi | S | 600 | g | A112 | NCMA | 2012 |  | A | 10035-04-8 |  | Y
Calcium chloride dihydrate | 2,0,0, Xi | S | 200 | g | B201 | Lomas, M | 2017 | Whitney, L | B | 10035-04-8
Calcium chloride dihydrate | 2,0,0, Xi | S | 453 | g | A201 Chem Shelf | FCM | 2012 |  | A | 10035-04-8
Calcium chloride dihydrate | 2,0,0, Xi | S | 500 | g | A211 | Emerson, D. | 2012 | Fisher | A | 10035-04-8
Calcium chloride dihydrate | 2,0,0, Xi | S | 1000 | g | C205 | Countway, P. | 2012 | Sigma | C | 10035-04-8
Calcium Chloride dihydrate | 2,0,0 Xi | S | 500 | g | B101 | Burns | 2012 |  | B | 10035-04-8
calcium chloride dihydrate | 2,0,0 Xi | S | 500 | g | B101 | Balch, B. | 2012 |  | B | 10035-04-8
calcium fluoride | 0,0,0 | S | 100 | g | C105 | Price, N. | 2015 |  | C | 7789-75-5
calcium gluconate gel 2.5% | 0,0,0 | S | 30 | g | B205a fume hood | Twining | 2015 |  | B | 299-28-5
calcium nitrate tetrahydrate | 2,0,1, Ox | S | 500 | g | A207 | Orcutt, B | 2017 | sigma | A | 13477-34-4
Calcium nitrate tetrahydrate | 2,0,0 | S | 500 | g | C205 | Countway, P. | 2017 | Sigma | C | 13477-34-4
Calcium sulfate (Drierite) | 2,0,0 | S | 500 | g | C105 | Fields, D. |  |  | C | 7778-18-9
calcium sulfate: see Drierite dessicant | ref | S | ref |  | ref | Balch, B. | ref |  | B | ref
Calcofluor white stain |  | L | 100 | mL | A211 | Emerson, D. |  | Fluka | A
Calcofluor white stain (liquid) | 2,0,0 | L | 0.1 | L | A201 Slide Drawer | FCM | 2015 |  | A | 4404-43-7+314-13-6
Calcofluor white stain (powder) | 2,0,0 | S | 1 | g | A201 Slide Drawer | FCM | 2014 |  | A | 4404-43-7
Cannabichromene (CBC) std (in methanol) | *2,3,0 | L | 0.001 | L | C201 fridge | Aeppli, C. | 2014 | Sigma C-143 | C | 67-56-1
Cannabidiolic acid (CBDA) std (in methanol) | *2,3,0 | L | 0.001 | L | C201 fridge | Aeppli, C. | 2014 | Sigma C-144 | C | 67-56-1
Cannabigerol (CBG) std (in methanol) | *2,3,0 | L | 0.001 | L | C201 fridge | Aeppli, C. | 2014 | Sigma C-145 | C | 67-56-1
Canvak canvas cleaner | 0,2,0 | L | 1 | g | Air Handler A | Facilities | 2013 |  | A | proprietary
Caprylic acid (aka Octanoic acid C8), analytical std | *3,0,0 | L | 0.005 | L | C205 | Aeppli, C. | 2015 |  | C | 124-07-2
CAPS buffer (cyclohexylamino-propanesulfonic acid) | 0,0,0 | S | 25 | g | A207 | Orcutt, B | 2015 | VWR AAA170307-14 | A | 1135-40-6
carbenicillin | *3,0,0 | S | 4 | g | B107 - Live fridge | Martinez, Fernandez Robledo | 2016 |  | B | 4800-94-6
carbenicillin | *3,0,0 | S | 1 | g | B101 | Burns |  |  | B | 4800-94-6
Carbenicillin solution, 100mg/ml | *3,0,0 | L | 0.05 | L | A110, freezer | NCMA | 2016 | Teknove C2199 | A | 4800-94-6 | contractor purchase
Carbohydrate assay kit, buffer | 0,0,0 | L | 0.05 | L | B201 live fridge | Lomas, M | 2019 | Lomas, M | B | None listed
Carbohydrate assay kit, D-glucose standard | 0,0,0 | L | 0.0004 | L | B201 live fridge | Lomas, M | 2019 | Lomas, M | B | None listed
Carbohydrate assay kit, developer | 2,0,0, Xn | L | 0.006 | L | B201 live fridge | Lomas, M | 2019 | Lomas, M | B | None listed
carbon dioxide gas | 2,0,0 | G | 1xK | tank | A109 | NCMA | 2015 |  | A | 124-38-9 | 100lb/tank | Y
carbon dioxide gas | 2,0,0 | G | 1xT | tank | C008 | Fields, D. | 2015 | JWaller/LWhitney | C | 124-38-9 | 50lb/tank | Y
carbon dioxide gas | 2,0,0 | G | 1xK | tank | A209 | Emerson, D. | 2015 |  | A | 124-38-9 | 100lb/tank | Y
carbon dioxide gas / air gas | 2,0,0 | G | 1xK | tank | C007 | Price, N. | 2015 |  | C | 124-38-9 | 100lb/tank | Y
carbon dioxide gas, Coleman grade | 2,0,0 | G | 1xK | tank | B203 | BAS | 2015 |  | B | 124-38-9 | 100lb/tank | Y
carbon dioxide gas, Scientific grade | 2,0,0 | G | 1xK | tank | B203 | BAS | 2015 |  | B | 124-38-9 | 100lb/tank | Y
carbon dioxide, solid (see also Dry Ice) | *3,0,0 | G | 22650 | g | A003 -80#2, -80#4 | SCGC | 2016 |  | A | 124-38-9 | dry ice | Y
Carbon monoxide | *2,4,0 | G |  | tank | A211 | Emerson/Orcutt | 2017 |  | A | 630-08-0 | vol=40 ft3
carbon, activated | 0,0,0 | S | 1000 | g | B211a cabinet | Twining,Matrai,Archer | 2015 |  | B | 7440-44-0
Carbon, activated | 0,0,0 | S | 1500 | g | C205 | Countway, P. | 2015 | Marineland | C | 7440-44-0
Carbon, activated, w/mol. Seive adsorbent | 0,0,0 | S | 1500 | g | B211a cabinet | Twining,Matrai,Archer | 2015 |  | B | 7440-44-0+?
carbon, charcoal, activated | 0,0,0 | S | 1350 | g | A010 (chem storage) | NCMA | 2018 |  | A | 64365-11-3
carbon, charcoal, activated | 0,0,0 | S | 500 | g | B101 | Balch, B. | 2015 |  | B | 7440-44-0
carbon, Charcoal, activated for human consumption | 0,0,0 | S | 2.5 | g | C105 | Fields, D. | 2015 |  | C | 7440-44-0
carbonic anhydrase, bovine | 0,0,0 | S | 0.05 | g | C105 | Price, N. | 2014 |  | C | 9001-03-1
carboxyfluorescein diacetate (CFDA) | 0,0,0 | S | 0.2 | g | A205 -20#1 | SCGC | 2012 |  | A | 124387-19-5
carboxyfluorescein diacetate (CFDA) | 1,0,0 | S | 0.1 | g | A201 FACS freezer | FCM | 2012 | Sigma | A | 3348-03-6
Carboxyrhodamine 110 azide | 0,0,0 | S | 0.001 | g | A207 freezer | Orcutt, B | 2015 |  | A | N/A
Carboxyrhodamine 110-Alkyne | 1,0,0 | L | 0.001 | g | A207 freezer | Orcutt, B | 2015 |  | A | none
casamino acids (casein, acid-hydrolized) | 0,0,0 | S | 775 | g | B109 | Martinez, Fernandez Robledo | 2015 |  | B | 9000-71-9
Cascade Water Service B929L UN#3098 | 2,0,0 | L | 26.6 | L | A001 Boiler Room | Facilities | 2011 | Water Treatment | A | 1310-73-2 +1303-96-5 | Each can hold up to 20 gallons
catalase from Bovine liver | 0,0,0 | S | 11 | g | A211 freezer | Emerson, D. | 2014 | Sigma | A | 9001-05-2
Caustic Soda (see sodium hydroxide solution) | *3,0,1 | L | ref |  | All Three Basements | Facilities | 2014 | Waste Water TX | A,B,C | 1310-73-2+7732-18-6 | each basement
Cefotaxime sodium salt | 0,0,0 | S | 0.8 | g | B107 - Live fridge | Martinez, Fernandez Robledo | 2011 |  | B | 64485-93-4, 264-915-9
cell counting kit-8 | 0,0,0 | L | 5*500 tests | kits | B107 | Martinez, Fernandez Robledo | 2016 |  | B | multiple components
Cell Freezing medium (+DMSO) | 0,0,0 | L | 0.05 | L | B107 - freezer | Martinez, Fernandez Robledo | 2012 | Sigma C6164 | B | 67-68-5(30%)
Cellobiose D- (+) | 0,0,0 | S | 10 | g | A211 | Emerson, D. | 2014 | Fluka | A | 528-50-7
CellTracker™ Green CMFDA (5-chloromethylfluorescein diacetate) | 0,0,0 | S | 1 | g | A201 FACS freezer | FCM | 2015 |  | A | 136832-63-8
cellufluor (=Fluorescent brightener 28) | 2,0,0 | S | 5 | g | A201 Slide Drawer | FCM | 2014 |  | A | 4404-43-7
Cellulose | 0,0,0 | S | 490 | g | A211 | Emerson, D. | 2014 | Sigma | A | 9004-34-6
Cereal grass medium | 0,0,0 | S | 25 | g | B101 | Burns |  |  | B | na
cesium chloride | 1,0,0 | S | 5 | g | B211a cabinet | Twining,Matrai,Archer | 2015 |  | B | 7647-17-8
Cesium chloride | 1,0,0 | S | 300 | g | B107 - mol.reag. cabinet | Martinez, Fernandez Robledo | 2015 | Sigma 20966 | B | 7647-17-8
cetyl trimethyl ammonium bromide (aka CTAB) | 2,1,0 | S | 500 | g | A207 | Orcutt, B | 2016 |  | A | 57-09-0
chelex 100 resin | 0,0,0 | S | 0 | g | B211a cabinet | Twining,Matrai,Archer | 2015 |  | B | 11139-85-8
chitin | 0,0,0 | S | 90 | g | A101 | BAS | 2014 |  | A | 1398-61-4
chitosan | 0,0,0 | S | 40 | g | A101 | BAS | 2014 |  | A | 9012-76-4
chloramphenicol | 1,0,0 | S | 100 | g | A207 | Orcutt, B | 2018 | VWR |  | 56-75-7
Chloramphenicol | 0,0,0 | S | 5 | g | B107 - freezer | Martinez, Fernandez Robledo | 2014 |  | B | 56-75-7
Chlorinated Pesticides mix (trimethylpentane) | 2,0,0 | L | 0.001 | L | C201 | Aeppli, C. | 2018 | Sigma 47557-U | C | 540-84-1 | report=1,000lb
Chlorine Reagent, DPD Free | 1,1,0 | S | 58 | pks | A101 | BAS | 2014 |  | A | proprietary
Chlorine Reagent, DPD Total | 1,1,0 | S | 64 | pks | A101 | BAS | 2014 |  | A | proprietary
Chloro-4,6-diamino-1,3,5-triazine, 2- | 0,0,0 | S | 0.1 | g | B107- freezer | Martinez, Fernandez Robledo | 2016 |  | B | 3397-62-4
Chlorobenzene-D5 | 2,2,0 | S | 0.005 | g | C201 | Aeppli,C | 2018 |  | C | 3114-55-4
CHLOROBENZENE, ANHYDROUS | *2,3,0 | L | 0.008 | L | C201 | Aeppli, C. | 2018 |  | C | 109-90-7 | in binders
chlorocoumaryl compounds (xylosides, cellobioside) | unk | S | 0.1 | g | A205 -20#1 | SCGC | none available 3/2017 |  | A | none
Chloroethanol,2- | *4,2,0 | S | 250 | g | C201 | Aeppli,C | 2019 |  | C | 107-07-3 | report 500lb | Y
Chloroform | *3,0,0 | L | 0.025 | L | B107 | Martinez, Fernandez Robledo | 2016 |  | B | 67-66-3 | report =10 lb | Y
Chloroform | *3,0,0 | L | 4 | L |  | Fields, D. | 2016 |  | C | 67-66-3 | report =10 lb | Y
Chloroform | *3,0,0 | L | 0.005 | L | A211 hood | Emerson, D. | 2017 | Sigma Aldrich | A | 67-66-3 | report =10 lb | Y
Chloroform, HPLC Plus | *3,0,0,Xn | L | 1 | L | C201 | Aeppli, C. | 2016 |  | C | 67-66-3 | report =10 lb | Y
Chloroform, stabilized (w/ Pentene aka amylene) | *3,0,0 | L | 4 | L | A109 Flam cabinet | NCMA | 2015 | Fisher C607 | A | 67-66-3 + 109-67-1(0.01%) | report =10 lb | Y
Chloroform, stabilized (w/ Pentene aka amylene) | *3,0,0 | L | 7.5 | L | A101 | BAS | 2015 | refill | A | 67-66-3 + 109-67-1(0.01%) | report =10 lb | Y
Chloroform: Methanol 1:2 |  | L | 0.25 | L | C105 | Fields, D. |  |  | C
Chloroform:Isoamyl Alchohol | *2,0,0, Xn | L | 0.6 | L | C101 | Rasher-Education |  |  | C | 67-66-3, 123-51-3
Chloroform:Isoamyl alcohol 24:1 | 2,0,0 | L | 0.5 | L | A201 FCM hood | SCGC | 2016 |  | A | 67-66-3, 123-51-3, 64-17-5
Chloroform:Isoamyl Alcohol 24:1 | 2,0,0 | L | 0.45 | L | A207 | Orcutt, B | 2011 |  | A | 67-66-3, 123-51-3 | report =10 lb
Chloroform:Isoamyl alcohol 24:1 | 2,0,0 | L | 0.1 | L | C205 | Countway, P. | 2011 | refill | C | 67-66-3, 123-51-3 | report =10 lb
Chloroform:isoamyl alcohol mixture | 2,0,0 | L | 0.1 | L | A211 Hood | Emerson, D. | 2011 | Fluka | A | 67-66-3, 123-51-3 | report =10 lb
Chloroform:isoamyl alcohol, 24:1 | 2,0,0, Xn | L | 0.45 | L | A207 | Orcutt, B | 2011 | Sigma | A | 67-66-3, 123-51-3 | report =500 lb
Chloroform:isoamyl alcohol, 24:1 | 2,0,0, Xn | L | 1 | L | B107 - hood cabinets | Martinez, Fernandez Robledo | 2011 |  | B | 67-66-3, 123-51-3 | report =10 lb
Chloroiodomethane | 2,0,1 | S | 5 | g | B211 | TArcher | 2014 |  | B | 593-71-5
chloromethyl-2,'7'-dichlorodihydrofluorescein diacetate (CM-H2DCFDA), 5(and 6)- | 0,0,0 | S | 0.002 | g | B107 - Freezer | Martinez, Fernandez Robledo | 2012 |  | B | none
chlorotetracycline hydrochloride | 2,0,0 | S | 25 | g | B211a cabinet | Twining,Matrai,Archer | 2014 |  | B | 64-72-2
Cholesterol | 1,0,0 | S | 1 | g | A112 | NCMA | 2017 | Sigma C-8253 | A | 57-88-5
Cholesterol | 0,0,0 | S | 20 | g | A101 | BAS | 2017 |  | A | 57-88-5
cholesterol, C-13 | 0,0,0 | S | 0.005 | g | A101 | BAS | 2014 |  | A | 78887-48-6
Choline chloride trimethyl-D9 | 2,0,0 | S | 0.5 | g | A101 | BAS | 2013 |  | A | 61037-86-3
Choline dihydrogen citrate | 2,0,0 | S | 1000 | g | A101 | BAS | 2012 |  | A | 77-91-8
chromium (III) chloride, hexahydrate | 1,0,0 | S | 100 | g | B211a cabinet | Twining,Matrai,Archer | 2014 |  | B | 10060-12-5 | no RQ
chromium (III) oxide | 2,0,0 | S | 75 | g | A101 | BAS | 2014 | refill | A | 1308-38-9 | no RQ
Chromium (III) potassium sulfate | 1,0,0 | S | 300 | g | A112 | NCMA | 2014 | Fisher C-336 | A | 7788-99-0 | no RQ
Chrysene-D12 | 0,0,0 | S | 0.025 | g | C201 | Aeppli, C. | 2012 |  | C | 1719-03-5 | dif CAS
Citrajet (Alconox) | 1,0,0 | L | 0.1 | L | A201 Under sink | FCM | 2015 |  | A | 77-92-9 + 79-14-1
Citric acid (anhydrous) | 2,0,0 | S | 500 | g | B211a cabinet | Twining,Matrai,Archer | 2015 |  | B | 77-92-9 |  | Y
Citric acid (anhydrous) | 2,0,0 | S | 1000 | g | A112 | NCMA | 2015 | US Biochem | A | 77-92-9 |  | Y
Citric acid (anhydrous) | 2,0,0, Xi | S | 250 | g | C205 | Countway, P. | 2015 | from Bob's Lab | C | 77-92-9 |  | Y
Citric acid (anhydrous) | 2,0,0 | S | 100 | g | C201 | Aeppli, C. | 2015 |  | C | 77-92-9 |  | Y
Citric acid monohydrate | 2,1,0 | S | 500 | g | B211a cabinet | Twining,Matrai,Archer | 2014 |  | B | 5949-29-1
Citric acid monohydrate | 2,1,0 | S | 200 | g | A112 | NCMA | 2014 | Baker 0110-1 | A | 5949-29-1
Citric acid monohydrate | 2,1,0 | S | 500 | g | B101 | Burns | 2014 |  | B | 5949-29-1
Citric acid monohydrate | 2,1,0 | S | 250 | g | A101 | BAS | 2014 |  | A | 5949-29-1
Citric acid trisodium | 0,0,0 | S | 1000 | g | A112 | NCMA | 2014 | US Biochemical | A | 6132-05-4 (this is CAS for critic acid disodium salt)
citric acid trisodium salt dihydrate | 0,0,0 | S | 500 | g | B211a cabinet | Twining,Matrai,Archer | 2017 |  | B | 6132-04-3
citric acid trisodium salt dihydrate | 0,0,0 | S | 950 | g | B201 | Lomas, M | 2017 | AA | B | 6132-04-3
clayton yellow (aka Thiazole Yellow) | 0,0,0 | S | 10 | g | B211a cabinet | Twining,Matrai,Archer | 2014 |  | B | 1829-00-1
Clindamycin hydrochloride | 2,0,0 | S | 1 | g | B107 - freezer | Martinez, Fernandez Robledo | 2013 |  | B | 21462-39-5
CLP Semivolatiles Surrogate Standards Mix | 2,0,0 | L | 0.001 | L | C201 dry cabinet | Aeppli, C. | 2018 |  | C | mixture
Cobalt (II) chloride hexahydrate | *3,0,0, Xn | S | 100 | g | A112 | NCMA | 2015 |  | A | 7791-13-1 | no RQ | Y
Cobalt (II) chloride hexahydrate | *3,0,0, Xn | S | 1 | g | A211 | Emerson, D. | 2015 |  | A | 7791-13-1 | no RQ | Y
Cobalt (II) chloride hexahydrate (cobaltous) | *3,0,0, Xn | S | 75 | g | B211a cabinet | Twining,Matrai,Archer | 2015 | multiple containers | B | 7791-13-1 | no RQ | Y
Cobalt (II) chloride hexahydrate (cobaltous) | *3,0,0, Xn | S | 100 | g | B105 | Martinez, Fernandez Robledo | 2015 |  | B | 7791-13-1 | no RQ | Y
Cobalt (II) chloride hexahydrate (cobaltous) | *3,0,0, Xn | S | 100 | g | C205 | Countway, P. | 2015 | Sigma | C | 7791-13-1 | no RQ | Y
cobalt (II) chloride hexahydrate solution | *3,0,0, Xn | L | 0.1 | L | B105 | Balch, B. | 2015 |  | B | 7791-13-1 | no RQ
Cobalt (II) nitrate hexahydrate | 2,0,2,ox | S | 5 | g | A109 under scale | NCMA | 2015 |  | A | 10026-22-9 | no RQ
Cobalt (II) nitrate hexahydrate | 2,0,2 ox | S | 5 | g | C201 | Aeppli, C. | 2015 |  | C | 10026-22-9 | no RQ
Cobalt (II) sulfate heptahydrate | 1,0,0, Xn | S | 356 | g | A112 | NCMA | 2015 | Baker/Mallinckrodt | A | 10026-24-1 | no RQ
Cobalt (II) sulfate heptahydrate | 1,0,0, Xn | S | 100 | g | C205 | Countway, P. | 2015 | Sigma | C | 10026-24-1 | no RQ
Coenzyme A Sodium Salt Hydrate | 0,0,0 | S | 0.07 | g | A101 freezer | BAS | 2014 |  | A | 55672-92-9
Compounds 7 & 8 | unk | S | 0.1 | g | A205 -20#1 | SCGC | none available 3/2017 |  | A | no CAS, see PMID: 2737293
compressed gas duster, "Dust Off" | *0,4,0 | G | 0.5 | L | B107 | Martinez, Fernandez Robledo | 2015 |  | B | 75-37-6
conductivity std 1413uS | 0,0,0 | L | 0.5 | L | A205 N sink cpbd | SCGC | 2013 |  | A | none
Contrad 70 | 2,0,0 | L | 2 | L | A201 Under sink | FCM | 2014 |  | A | 1310-58-3
Copper (II) Chloride Dihydrate (cupric chloride dihydrate) | 2,0,0 | S | 2 | g | A211 | Emerson, D. | 2015 |  | A | 10125-13-0 | no RQ
copper (II) oxide powder (aka cupric oxide) | 0,0,0 | S | 50 | g | C201 | Aeppli, C. | 2014 |  | C | 1317-38-0 | no RQ
copper (II) sulfate (cupric sulfate) | 2,0,0 | S | 300 | g | A112 | NCMA | 2015 | sample jar | A | 7758-98-7 | report=10lb | Y
copper (II) sulfate (cupric sulfate) | 2,0,0 | S | 500 | g | B101 | Balch, B. | 2015 |  | B | 7758-98-7 | report=10lb | Y
Copper (II) sulfate pentahydrate (Cupric sulfate 5H2O) | 2,0,0 | S | 200 | g | B211a cabinet | Twining,Matrai,Archer | 2015 | multiple containers | B | 7758-99-8 | no RQ
Copper (II) sulfate pentahydrate (Cupric sulfate 5H2O) | 2,0,0 | S | 10 | g | B105 | Martinez, Fernandez Robledo | 2015 |  | B | 7758-99-8 | no RQ
Copper (II) sulfate pentahydrate (Cupric sulfate 5H2O) | 2,0,0 | S | 580 | g | B201 | Lomas, M | 2017 | AA + culturing (L1-TE) | B | 7758-99-8 | no RQ
Copper (II) sulfate pentahydrate (Cupric sulfate 5H2O) | 2,0,0 | S | 90 | g | A211 | Emerson, D. | 2015 |  | A | 7758-99-8 | no RQ
Copper (II) sulfate pentahydrate (Cupric sulfate 5H2O) | 2,0,0 | S | 260 | g | C205 | Countway, P. | 2015 | Sigma | C | 7758-99-8 | no RQ
Copper metal turnings | 0,0,0 | S | 90 | g | B201 | Lomas, M | 2016 | AA | B | 7440-50-8 | report=5,000lb
Copper(II) Chloride dihydrate | 2,0,0 | S | 100 | g | B101 | Burns |  |  | B | 10125-13-0
Corn syrup (Karo) | 0,0,0 | L | 0.5 | L | B107 | Martinez, Fernandez Robledo | 2014 | latest update SDS | B | none
Coulter Clenz | *3,0,0 | L | 10 | L | A205 | SCGC | 2015 |  | A | mixture
Coumaric acid, P- | 2,0,0 | S | 1 | g | C201 | Aeppli, C. | 2014 |  | C | 501-98-4
Cpvc Cement | 2,3,0 | L | 0.12 | L | A009 AHU Room | Facilities | 2015 |  | A | 109-99-9, 78-93-3, 68698-82-8, 67-64-1, 108-94-1, 112945-52-5,
cresol purple, m sodium salt | 0,0,0 | S | 25 | g | B101 | Balch, B. | 2011 |  | B | 62625-31-4 | report 100 lbs
cresol purple, m sodium salt, 0.04% solution (in water) | 0,0,0 | L | 0.1 | L | B101 | Balch, B. | 2011 |  | B | 62625-31-4 | report 100 lbs
cresol purple, m- | 0,0,0 | S | 5 | g | C105 | Price, N | 2018 |  | C | 62625-31-4 | report 100 lbs
Cresol purple, m- | 0,0,0 | S | 5 | g | C105 | Fields, D. | 2011 |  | C | 62625-31-4 | report 100 lbs
cresol purple, m, 20mM | 0,0,0 | L | 0.5 | L | B101 refr | Balch, B. | 2011 |  | B | 2303-01-7 | report 100 lbs
Crystal Sea Marine mix | 0,0,0 | S | 19750 | g | B107 | Martinez, Fernandez Robledo | *1985 | most recent SDS 3/17 | B | none listed
crystal violet | 2,1,1 | S | 25 | g | A201 Hood | FCM | 2014 |  | A | 548-62-9
crystal violet (in gram staining set) | 2,1,1 | L | 0.5 | L | A211 | Emerson, D. | 2014 | Harleco | A | 548-62-9
CTP solution (Invitrogen MEGA Script T7) | 0,0,0 | L | 0.0005 | L | A205, -20#1 | SCGC | 2016 |  | A | n/a
cupric nitrate trihydrate | *3,0,2 ox | S | 100 | g | B203 | BAS/Archer | 2014 |  | B | 10031-43-3 | no RQ
Cutsmart buffer, New England Biolabs | 0,0,0 | L | 0.001 | L | B107 - freezer | Martinez, Fernandez Robledo | 2016 | B7204 | B | none listed
Cy3 Post-labeling Reactive Dye Pack | 2,0,0 | S | 0.1 | g | B107 - freezer | Martinez, Fernandez Robledo | 2011 |  | B | none listed
Cy3-dCTP, 25 nmol | 0,0,0 | L | 2 x 25 nmol | L | B107 - Freezer | Martinez, Fernandez Robledo | 2011 |  | B | none
Cy3-dUTP | 0,0,0 | L | 2 x 25 nmol | L | B107 - Freezer | Martinez, Fernandez Robledo | 2011 |  | B | none
Cy5 Post-labeling Reactive Dye Pack | 2,0,0 | S | 0.1 | g | B107 - freezer | Martinez, Fernandez Robledo | 2011 |  | B | none listed
Cy5-dUTP | 0,0,0 | L | 2 x 25 nmol | L | B107 - Freezer | Martinez, Fernandez Robledo | 2011 |  | B | none
cyanine dye | 2,1,0 | S | 0.1 | g | A201 FACS freezer | FCM | 2013 |  | A | 3564-18-9
Cyano-2,3-di-4-tolyl-tetrazolium chloride, 5- (CTC) | 2,0,1 | L | 0.003 | L | B201 dead fridge | Lomas, M | 2014 | Baer, S. | B | 90217-02-0
cyanocobalamin | 0,0,0 | S | 250 | g | B101 | Burns | 2014 |  | B | 68-19-9
Cyanocobalamin (aka Vitamin B12) | 0,0,0 | S | 1 | g | B209 fridge | Twining,Matrai,Archer | 2014 |  | B | 68-19-9
Cyanocobalamin (aka Vitamin B12) | 0,0,0 | S | 1 | g | A109 Refridgerator | NCMA | 2014 | Sigma V6629 | A | 68-19-9
Cyanocobalamin (aka Vitamin B12) | 0,0,0 | S | 5 | g | B107 - Live fridge | Martinez, Fernandez Robledo | 2014 |  | B | 68-19-9
Cyanocobalamin (aka Vitamin B12) | 0,0,0 | S | 1 | g | A201 FACS freezer | FCM | 2014 | Sigma V-2876 | A | 68-19-9
Cyanocobalamin (aka Vitamin B12) | 0,0,0 | S | 1 | g | C205 | Countway, P. | 2014 | Sigma | C | 68-19-9
Cyanocobalamin (aka Vitamin B12) | 0,0,0 | L | 0.1 | L | B103 frzr | Balch, B. | 2014 |  | B | 68-19-9
Cycloaliphatic Epoxide Resin (see ERL-4221) | *3,1,1 | L | 0.5 | L | B107 - EM supplies | Martinez, Fernandez Robledo | ref |  | B | 2386-87-0
Cyclohexamide | 3,1,0 | S | 1 | g | A211 fridge | Emerson, D. | 1999 | Sigma | A | 66-81-9
Cyclohexylcyclohexanone,2- | 0,1,0 | S | 0.25 | g | C201 | Aeppli,C | 2016 |  | C | 90-42-6
Cysteine, L- | 1,0,0 | S | 25 | g | A101 | BAS | 2014 |  | A | 52-90-4
Cysteine, L- HCl monohydrate | 2,0,0 | S | 25 | g | A109 shelves | NCMA | 2015 |  | A | 7048-04-6
Cysteine, L- hydrochloride | 2,0,0 | S | 25 | g | B107 - Live fridge | Martinez, Fernandez Robledo | 2015 | Sigma C7477 | B | 7048-04-6
cysteine, L- hydrocholoride hydrate | 2,0,0 | S | 25 | g | A207 | Orcutt, B | 2016 | Aldrich | A | 345909-32-2
Cyto-Cal Multifluor Plus Violet | 0,0,0 | L | 1 | L | B109 | Martinez, Fernandez Robledo | *2008 | most recent SDS 3/17 | B | 9003-53-6, proprietary
Cytochalasin B | *4,0,0 | S | 0.001 | g | A201 FACS freezer | FCM | 2014 |  | A | 14930-96-2 | is disrupted by bleach
cytochrome C | 0,0,0 | S | 0.025 | g | A201 FACS freezer | FCM | 2014 |  | A | 9007-43-6
D-(+)-Galactose | 0,0,0 | S | 100 | g | B107 | Martinez, Fernandez Robledo | 2020 | sigma 48260 | B | 59-23-4
D-(+)-Raffinose pentahydrate | 0,0,0 | S | 100 | g | B107 | Martinez, Fernandez Robledo | 2020 | sigma R0250 | B | 17629-30-0
Dansyl amide (aka DNSA, Dimethylamino-naphthalenesulfonamide) | 0,0,0 | S | 1 | g | C105 | Price, N. | 2014 |  | C | 1431-39-6
DAPI (4’,6-Diamidino-2-phenylindole dihydrochloride) | 0,0,0 | S | 0.01 | g | A211 freezer | Emerson, D. | 2015 | Sigma | A | 28718-90-3
DAPI (diamidino-phenylindole dihydrochloride) | 0,0,0 | S | 0.001 | g | A205 -20#1 | SCGC | 2015 |  | A | 28718-90-3
DAPI (diamidino-phenylindole dihydrochloride) | 0,0,0 | S | 0.01 | g | A201 FACS freezer | FCM | 2015 |  | A | 28718-90-3
DAPI stain solution | 0,0,0 | S | 0.02 | L | B205 freezer | Twining | 2015 | multiple containers | B | 28718-90-3
Dazzlens glass cleaner | 1,1,0 | L | 56.6 | g | A109 microscope bench | NCMA | *2010 | most recent SDS 3/17 | A | 67-63-1+64-19-7
DDD, 4,4'- (aka 2,2-bis(4-chlorophenyl)-1,1-dichloro-ethane) | 2,0,0 | S | 0.25 | g | C201 dry cabinet | Aeppli, C. | 2014 |  | C | 72-54-8 | report=1 lb
DDE, 4,4'- (aka 1,1-dichloro-2,2-bis(4-chlorophenyl)ethene) | 1,0,0 | S | 0.1 | g | C201 dry cabinet | Aeppli, C. | 2014 |  | C | 72-55-9 | report=1 lb
DDMU, 4,4- | 0,1,0 | S | 0.25 | g | C201 dry cabinet | Aeppli, C. | 2014 |  | C | 1022-22-6
DDT, 4,4'- (aka 1,1,1-trichloro-2,2-bis(4-chlorophenyl)ethane) | 2,2,0 | S | 25 | g | C201 dry cabinet | Aeppli, C. | 2013 |  | C | 50-29-3 | report=1 lb | Y
Decachlorobiphenyl | 0,1,0 | S | 0.1 | g | C201 | Aeppli, C. | 2014 |  | C | 2051-24-3
Decadiene,1,9-, 97% | 2,2,0 | S | 5 | g | C201 | Aeppli,C | 2018 |  | C | 1647-16-1
decanal | 2,2,0 | S | 25 | g | C201 | Aeppli, C. | 2015 |  | C | 112-31-2
Decanediol (1,10-) | 0,1,0 | S | 100 | g | C201 | Aeppli, C. | 2014 |  | C | 114-47-0
Decanediol (1,2-) | 0,0,0 | S | 50 | g | C201 | Aeppli, C. | 2014 |  | C | 1119-86-4
Decanoic acid | 2,1,0 | S | 5 | g | C201 | Aeppli, C. | 2016 |  | C | 334-48-5
Decanol, 1- | 2,2,0 | S | 1 | g | C201 | Aeppli, C. | 2015 |  | C | 112-30-1
decanone, 2- (std for GC) | 0,2,0 | L | 0.005 | L | C201 | Aeppli, C. | 2015 |  | C | 693-54-9
decolorizer (from Gram staining kit) | *2,3,0 | L | 0.5 | L | A211 Emerson lab | Emerson, D. | 2013 | Harleco | A | 67-56-1+67-63-0
deferoxamine mesylate | 0,0,0 | S | 1 | g | B205 fridge | Twining | 2012 |  | B | 138-14-7
Delta-9-THC-D3 std (in methanol) | *2,3,0 | L | 0.001 | L | C201 fridge | Aeppli, C. | 2014 | Sigma T-003-1ML | C | 67-56-1
Deoxycholic acid, sodium | 2,0,0 | S | 10 | g | B211a cabinet | Twining,Matrai,Archer | 2011 |  | B | 302-95-4
Deoxynucleotide (dNTP) Solution Mix (NEB) | 0,0,0 | L | 0.06 | L | A205 -80#1 | SCGC | 2013 |  | A | none
Deoxyribonuclease I | 0,0,0 | S | 15 KU | g | B107 - Freezer | Martinez, Fernandez Robledo | 2014 | Sigma D-5025 | B | 9003-98-9
DER 736 Epoxy Resin | 2,0,0 | L | 0.5 | L | B107 - EM cabinet | Martinez, Fernandez Robledo | 2014 |  | B | 25377-73-5 (check CAS#)
DER 736 Epoxy resin WPE 182 | 2,0,0 | L | 0.225 | L | B211a cabinet | Twining,Matrai,Archer | 2017 |  | B | 041638-13-5
dessicant (see Silica Gel) | 1,0,0 | S | 500 | g | A201 dessicator sink cupbd | SCGC | ref |  | A | ref
Deuterated water (D2O), 99% | 0,0,0 | S | 100 | g | A207 | Orcutt, B | 2017 |  | A | 7789-20-0
Dextran from Leuconostoc mesenteroides MW 500K (Sigma-Aldrich, D5251) | 0,0,0 | L | 0.025 | L | A201 fridge #4 | SCGC | 2020 |  | A | 9004-54-0
dextran sulfate sodium salt | 0,0,0 | S | 16 | g | A211 fridge | Emerson, D. | 2014 | Sigma | A | 9011-18-1
Dextran, clinical grade | 0,0,0 | S | 100 | g | B107 - mol.reag. cabinet | Martinez, Fernandez Robledo | 2014 |  | B | 9004-54-0
Dextran, clinical grade | 0,0,0 | S | 100 | g | B101 | Burns |  |  | B | 9004-54-0
Dextrose Anhydrous | 0,0,0 | S | 100 | g | B109 | Martinez, Fernandez Robledo | 2015 |  | B | 50-99-7
Dextrose anhydrous (=Glucose) | 0,0,0 | S | 1220 | g | A112 | NCMA | 2015 | Fisher/NBC | A | 50-99-7
Dextrose anhydrous (=Glucose) | 0,0,0 | S | 500 | g | B101 | Burns |  |  | B | 50-99-7
DGGE solution A (see Acrylamide-bis) | *3,0,0 | L | 0.15 | L | B107 - hood cabinets | Martinez, Fernandez Robledo | ref | use MSDSs for components | B | 79-06-1, 110-26-9 | report=1,000lb
DGGE solution B (see Acrylamide-bis) | *3,1,0 | L | 0.5 | L | B107 - hood cabinets | Martinez, Fernandez Robledo | ref | use MSDSs for components | B | 79-06-1, 110-26-9, 75-12-7, 57-13-6 | report=1,000lb
DIAION HP-20 Adsorbent resin | none | S | 1000 | g | A112 | NCMA | 2012 |  | A | 55353-13-4
diamidino-phenylindole dihydrochloride (see DAPI) | 2,0,0 | S | ref |  | A205 -20#1 | SCGC | ref |  | A | ref
diatomaceous earth | 0,0,0 | S | 50 | g | B101 | Balch, B. | 2014 |  | B | 68855-54-9
Diazald | *2,2,3 | L | 0.1 | L | C201 | Aeppli, C. | 2013 |  | C | 80-11-5
Dibenzothiophene (Dibenzothiophene Oekanal) | 2,0,0 | S | 0.5 | g | C201 | Aeppli, C. | 2013 |  | C | 132-65-0
dibromoacetic acid | *3,1,0 | S | 0.1 | g | C201 fridge | Aeppli, C. | 2014 |  | C | 631-64-1
Dibromomethane | 2,0,0 | L | 0.5 | L | B211a flam cabinet | Archer | 2020 |  | B | D41686-500mL Sigma
Dibromophenol, 2,4- | 2,1,0 | S | 5 | g | C201 fridge | Aeppli, C. | 2012 |  | C | 210-436-5
Dibromophenol, 2,6- | 2,0,0 | S | 1 | g | C201 fridge | Aeppli, C. | 2012 |  | C | 608-33-3
dibutyloxacarbocyanine iodide, 3'3' (DiOC4(3)) | 2,0,0 | S | 0.1 | g | A201 FACS freezer | FCM | 2014 |  | A | 53213-80-2
Dichloro-phenyl-1-1dimethyl urea, 3-(3,4 (see DCMU, AKA diuron) | 0,0,0 | S | 100 | g | B211a cabinet | Twining,Matrai,Archer | 2015 |  | B | 330-54-1 | report=100lb
Dichlorodecane,1,10- | 2,1,0 | S | 100 | g | C201 | Aeppli,C | 2019 |  | C | 2162-98-3
dichloroethane, 1,2 | *3,3,0 | L | 0.4 | L | B211a flam cab | Twining,Matrai,Archer | 2015 |  | B | 107-06-2 | report=100lb
Dichlorohexane,1,6- | 2,2,0 | S | 100 | g | C201 | Aeppli,C | 2016 |  | C | 2163-00-0
Dichloroisocyanuric acid (aka sodium dichloroisocyanurate dihydrate) | 2,0,0 | S | 20 | g | B201 | Lomas, M | 2015 | AA | B | 51580-86-0
Dichloromethane (aka Methylene chloride) | 2,0,0 | L | 4 | L | A101 cabinet | BAS | 2017 | Harmful to aquatic life, possible human carcinogen | A | 75-09-2 | report=1,000lb | Y
Dichloromethane (aka Methylene chloride) | 2,0,0 | L | 4 | L | A010 chem stor | BAS | 2017 | Harmful to aquatic life, possible human carcinogen | A | 75-09-2 | report=1,000lb | Y
Dichloromethane (aka Methylene chloride) | 2,0,0 | L | 12 | L | A110 chem stor | Aeppli, C. | 2017 |  | A | 75-09-2 | report=1,000lb | Y
Dichloromethane (aka Methylene chloride) | 2,0,0 | L | 4 | L | C201 hood | Aeppli, C. | 2017 |  | C | 75-09-2 | report=1,000lb | Y
Dideoxynucleoside triphosphate set | 0,0,0 | L | 0.0024 | L | A205, -20#2 | SCGC | 2017 |  | A | n/a
Diesel fuel | 1,2,0 | L | 19 | L | Storage Shed in Tent | Facilities | 2016 | Tractor Fuel | na | 68476-34-6 | 1.7lb/L | Y
Diesel fuel | 1,2,0 | L | 1976 | L | under generators | Facilities | 2016 | generators | na | 68476-34-6 | underground | Y
Diethyl ether, anhydrous (AKA ethane, 1-1'-oxybis-) | *0,4,0 | L | 0.1 | L | B211a flam cab | Twining,Matrai,Archer | 2015 |  | B | 60-29-7 | report=100lb
Diethyl pyrocarbonate | 4,4,1 | L | 0.005 | L | A201 | SCGC |  |  | A
diethylamine | *3,3,0 | L | 0.005 | L | B211a | TArcher | 2014 |  | B | 109-89-7 | report=100lb
Diethylene glycol monoethyl ether (aka ethyldiglycol) | 0,1,0 | L | 0.1 | L | C201 | Aeppli, C. | 2013 |  | C | 111-90-0
diethylenetriaminepentaacetic acid dianhydride (aka DTPA) | 2,0,0 | S | 500 | g | C205 | Countway, P. | 2013 |  | C | 23911-26-4
diethyloxacarbocyanine iodide (DiOC2(3)) | 2,0,0 | S | 0.1 | g | A205 -20#1 | SCGC | 2014 |  | A | 905-96-4
DifMUP (difluoro-methylumbelliferyl phosphate) | 0,0,1 | S | 0.005 | g | B201 freezer | Lomas, M | 2016 | Whitney, L | B | 214491-43-7
diheptyloxacarbocyanine iodide, 3,3'- | 2,0,0 | S | 0.1 | g | A201 Chem Shelf | FCM | 2018 |  | A | 53213-83-5
dihydrofluorescein diacetate (aka fluorescein diacetate) | 0,0,0 | S | 1 | g | A201 FACS freezer | FCM | 2014 |  | A | 35340-49-9
dihydrostreptomycin sesquisulfate | 2,0,0 | S | 25 | g | B103 refr | Balch, B. | 2014 |  | B | 5490-27-7
Dihydroxynaphthalene (2,3-) | 2,0,0 | S | 50 | g | C201 | Aeppli, C. | 2016 |  | C | 92-44-4
Diiodomethane | 2,1,0 | S | 25 | g | B211 | TArcher | 2014 |  | B | 75-11-6
Dimethoxy-4-hydroxyacetophenone, 3,5- | 2,0,0 | S | 1 | g | B101 | Burns |  |  | B | 2478-38-8
Dimethoxy-4-hydroxyacetophenone, 3,5- | 2,0,0 | S | 1 | g | C201 | Aeppli, C. | 2014 |  | C | 2478-38-8
Dimethoxybenzaldehyde (2,4-) | 0,0,0 | S | 25 | g | C101 | Rasher, D. | 2016 |  | C | 613-45-6
dimethyl disulfide | *3,3,0 | L | 0.35 | L | B211a flam cab | Twining,Matrai,Archer | 2017 |  | B | 624-92-0
Dimethyl sulfide -13C2 | *2,3,0 | L | 0.005 | L | B209 Fridge | Twining,Matrai,Archer | 2013 |  | B | 136321-14-7 | stable isotope
Dimethyl sulfide-d6 | *2,4,0 | L | 1 | g | B209 fridge | Twining,Matrai,Archer | 2014 |  | B | 926-09-0
dimethyl sulfide, anhydrous | *2,3,0 | L | 1 | L | B211a hood | Twining,Matrai,Archer | 2015 |  | B | 75-18-3
dimethyl sulfoniopropionate (see DMSP) | 0,0,0 | S | 0.05 | g | B209 Freezer | Twining,Matrai,Archer | 2014 |  | B | 7314-30-9
dimethyl sulfoxide (DMSO) | 0,2,0 | L | 0.35 | L | B211a cabinet | Twining,Matrai,Archer | 2014 | multiple containers | B | 67-68-5 |  | Y
dimethyl sulfoxide (DMSO) | 0,2,0 | L | 0.1 | L | A201 FCM hood | SCGC | 2014 |  | A | 67-68-5 |  | Y
dimethyl sulfoxide (DMSO) | 0,2,0 | L | 0.7 | L | A112 | NCMA | 2014 | Sigma D-1970 5VL | A | 67-68-5 |  | Y
dimethyl sulfoxide (DMSO) | 0,2,0 | L | 0.03 | L | B107 - hood cabinets | Martinez, Fernandez Robledo | 2014 |  | B | 67-68-5 |  | Y
dimethyl sulfoxide (DMSO) | 0,2,0 | L | 4 | L | A201 Hood | FCM | 2014 |  | A | 67-68-5 |  | Y
dimethyl sulfoxide (DMSO) | 0,2,0 | L | 0 | L | A211 fridge | Emerson, D. | 2014 | Sigma D-1970 5VL | A | 67-68-5 |  | Y
dimethyl sulfoxide (DMSO) | 0,2,0, Xi | L | 0.05 | L | C205 | Countway, P. | 2014 | Sigma | C | 67-68-5 |  | Y
dimethyl sulfoxide (DMSO) | 0,2,0 | L | 0.1 | L | B101 | Burns |  |  | B | 67-68-5
dimethyl sulfoxide (DMSO) (aka methyl sulfoxide) | 0,2,0 | L | 1 | L | C201 | Aeppli, C. | 2014 |  | C | 67-68-5 |  | Y
dimethyl sulfoxide (DMSO), anhydrous | 1,2,1 | L | 0.02 | L | B201 dessicator | Lomas, M | 2015 | Whitney, L. (APA assay) | B | 67-68-5 |  | Y
dimethyl urea, 3-(3,4 dichlorophenyl)1-1 (see DCMU) | 0,0,0 | S | ref |  | B211a cabinet | Twining,Matrai,Archer | ref |  | B | 330-54-1
dimethyl-1,3-dioxane-4,6-dione, 2,2- | 0,0,0 | S | 25 | g | B211a cabinet | Archer | 2020 |  | B | 210145-25G
Dimethyl-Naphthalene,2,3- | 1,1,0 | S | 1 | g | C201 | Aeppli,C | 2019 |  | C | 581-40-8
dimethylamine (40wt. % in H2O) | *3,3,0 | L | 0.1 | L | B221a flam cab | TArcher | 2014 |  | B | 124-40-3 | report=1,000lb
dimethylamino ethanol, 2- (DMAE) | *3,2,0 | L | 0.05 | L | B211a cabinet | Twining,Matrai,Archer | 2014 |  | B | 108-01-0
Dimethylaminoethanol (DMAE) | *3,2,0 | L | 0.1 | L | B107 - hood cabinets | Martinez, Fernandez Robledo | 2014 |  | B | 108-01-0
DIMETHYLANILINE (n,n-) | 1,2,0 | L | 0.1 | L | C201 | Aeppli, C. | 2018 |  |  | 121-69-7 | in binders
Dimethylformamide, NN- | 2,2,0 | L | 0.5 | L | C105 | Price, N. | 2015 |  | C | 68-12-2 | report=100lb
dimethylphenol, 2,4- | *3,1,0 | L | 0.5 | g | C201 | Aeppli, C. | 2016 |  | C | 105-67-9 | report=100lb
dimethylthiophene, 2,5- | *0,3,0 | L | 5 | g | C201 | Aeppli, C. | 2015 | "sample" | C | 638-02-8
dinitrophenylhydrazine, 2,4- | *1,3,3 | S | 1 | g | C201 | Aeppli, C. | 2016 |  | C | 119-26-6
dioctedecycloxacarbocyanine, 3'3' | 2,0,0 | S | 0.1 | g | A201 FACS freezer | FCM | 2014 |  | A | 34215-57-1
dipentyloxacarbocyanine iodide, 3'3' | 2,0,0 | S | 0.1 | g | A201 FACS freezer | FCM | 2014 |  | A | 53213-81-3
Direct-Zol RNA extraction kit | 2,2,0, Xi | L | 0.002 | L | C205 | Countway, P. | 2014 | Zymo | C | 1185-53-1, 6381-92-6
disodium anthraquinone -2,6-disulfonate (AQDS) | 2,0,0 | S | 25 | g | A211 fridge | Emerson, D. | 2014 | TCI | A | 853-68-9
Dithiobis(2-nitrobenzoic) acid, 5,5- | 0,0,0 | S | 10 | g | C201 | Aeppli, C. | 2016 |  | C | 69-78-3
Dithiothreitol (DTT) | 2,1,0 | S | 15 | g | A205 -20#1,#2 | SCGC | 2015 |  | A | 3483-12-3
Dithiothreitol (DTT) | 2,1,0 | L | 0.0015 | L | A205 (-20#2) | SCGC | 2015 | hydrated & filtered aliquots | A | 3483-12-3
dithiothreitol (DTT) | 2,1,0 | S | 5 | g | B107 - Freezer | Martinez, Fernandez Robledo | 2015 |  | B | 3483-12-3
dithiothreitol (DTT) | 2,1,0 | S | 1 | g | A211 fridge | Emerson, D. | 2015 | Aldrich | A | 3483-12-3
Dithiothreitol (DTT) | 2,1,0 | S | 25 | g | B101 | Burns |  |  | B | 3483-12-3
Dithiothreitol (EquiPhi29 DNA Polymerase Reagent Kit), 1,4- | 1,0,0 | L |  |  |  |  | 2018 | ThermoFisher | C | 3483-12-3
Dithiothreitol solution, DL- (DTT 1 M) | 2,0,0 | L | 0.02 | L | B107 - toxic fridge | Martinez, Fernandez Robledo | 2015 |  | B | 3483-12-3
Dithiothreitol, DL | 2,1,0 | S | 1 | g | A105 Walk in 2º C | NCMA | 2015 | Sigma D 0632 | A | 3483-12-3
DMP-30 (contains Tris-2,4,6-(Dimethylaminomethyl) phenol) | *3,1,0 | L | 0.13 | L | B107 - hood cabinets | Martinez, Fernandez Robledo | 2015 |  | B | 90-72-2
DMSP (aka 2-carboxyethyl)dimethylsulfonium chloride) | 0,0,0 | S | 5 | g | B209 Freezer | TArcher | 2014 |  | B | 4337-33-1
DMSP, L-[35S]- | 0,0,0 | L | 0.002 | L | B113A Rad fridge | Twining,Matrai,Archer | 2014 |  | B | 4337-33-1
DNA Away | 1,0,0 | L | wipes | L | B107 | Martinez, Fernandez Robledo | *2012 | most recent SDS 3/18 | B | proprietary
DNA digestion buffer (Zymo) | 0,0,0 | L | 0.004 | L | A205, shelf | SCGC | 2016 |  | A | n/a
DNA Elution Buffer | 0,0,0 | L |  | ml | C101 | Rasher, D. | 2017 |  | C | 1185-53-1, 68381-92-6, other non-hazardous additions
DNA furification Buffer | 0,0,0 | L | 5 | ml | c101 | Rasher, D | 2020 |  | C | 9002-93-1, other non-hazardous additions
DNA Ladder, 100 bp | 0,0,0 | L | 0.001 | L | A207 freezer | Orcutt, B | 2015 | Fisher | A | none
DNA Primers | 0,0,0 | L/S | 0.050/.001 | L/g | A205 -20#2,-80#1 | SCGC | none available 3/2017 |  | A | none
DNA purification Resin | *2,0,0 | L | 50 | ml | c101 | Rasher, D | 2020 |  | C | 593-84-0, other non-hazardous additions
DNA Wash Buffer | 0,0,0 | L | 200 | ml | C101 | Rasher, D. | 2017 |  | C | 1185-53-1, 68381-92-6, other non-hazardous additions
DNA-OFF | 1,1,1 | L | 0.5 | L | B107 | Martinez, Fernandez Robledo | 2014 |  | B | proprietary
DNA, Addgene Plasmid DNA | 0,0,0 | L | 0.0001 | L | B109 - fridge | Martinez, Fernandez Robledo | 2014 |  | B | 9007-49-2
DNA/RNA Free spray | 1,0,0 | L | 0.7 | L | B201 | Lomas, M | 2003 | Whitney, L | B | 56-81-5, 77-92-9 | SDS from Manuf. website
DNA/RNA lysis buffer (Zymo) | *3,0,0 | L | 0.05 | L | A205, shelf | SCGC | 2016 |  | A | 593-84-0 guanidinium thiocyanate (<70%) & 137-16-6 (N-lauroylsarcosine salt)
DNA/RNA prep buffer (Zymo) | *2,3,0 | L | 0.05 | L | A205, shelf | SCGC | 2016 |  | A | 64-17-5 (EtoH) & 50-01-1 (guanidinium Cl)
DNA/RNA shield (Zymo) | 2,0,0 | L | 0.05 | L | A205, shelf | SCGC | 2016 |  | A | n/a
DNA/RNA wash buffer (Zymo) | 0,0,0 | L | 0.048 | L | A205, shelf | SCGC | 2016 |  | A | 1185-53-1 & 6381-92-6
Dnase 1, Agilent | 0,0,0 | L | 0.001 | L | B107 | Martinez, Fernandez Robledo | 2016 |  | B | none listed
DNASE I | 0,0,0 | L | 1000U | units | A207 freezer | Orcutt, B | 2016 |  | A | 9003-98-9
DNAse I (Zymo) | 0,0,0 | S* | 1 |  | A205, shelf | SCGC | 2016 |  | A | n/a
DNAse inactivation reagent (Invitrogen kit) | 0,0,0 | L | 0.0006 | L | A205, -20#1 | SCGC | 2016 |  | A | n/a
Dnase, DNA-free Dnase | 1,0,0 | L | 0.005 | L | B107 - Freezer | Martinez, Fernandez Robledo | 2015 |  | B | 56-81-5, 77-92-9
dNTP set | 0,0,0 | L | 0.00875 | L | B107 -20freezer | Martinez, Fernandez Robledo | 2013 |  | B | none
DO Supplements -His | 0,0,0 | s | 10 | g | B107 | Martinez, Fernandez Robledo | 2014 |  | B | 60-18-4, 73-22-3
Dodecane | *1,3,0, Xi | L | 0.1 | L | C205 | Countway, P. | 2014 |  | C | 112-40-3
dodecane, n- | *1,3,0, Xi | L | 0.05 | L | A201 Hood | FCM | 2014 |  | A | 112-40-3
Dodecanedioic acid, analytical std | 2,1,0 | S | 100 | g | C203 | Aeppli, C. | 2014 |  | C | 693-23-2
dodecanone, 2- | 0,2,0 | L | 0.001 | L | C201 | Aeppli, C. | 2015 |  | C | 693-54-9
dodecanoyl aminofluorescein, n- | 0,0,0 | S | 0.1 | g | A201 FACS freezer | FCM | 2012 |  | A | 107827-77-0
Dodecenyl Succinic Anhydride (DDSA) | 2,1,0 | L | 0.5 | L | B107 - EM cabinet | Martinez, Fernandez Robledo | 2014 |  | B | 26544-38-7
dodecenyl succinic anhydride (DDSA) | 2,1,0 | L | 0.35 | L | B211a cabinet | Twining,Matrai,Archer | 2014 |  | B | 26544-38-7
dodecyl sulfate, sodium salt (see Sodium Dodecyl Sulfate) | 2,1,2 | S | ref | g | A112 | NCMA | 2016 |  | A | 151-21-3
Domoic acid standard (acetonitrile+methanol+domoic acid) | 2,0,0 | L | 0.0005 | L | A101 freezer | BAS | 2013 |  | A | 14277-97-5(mixture)
DOWANOL DPNB glycol ether | 1,1,0 | L | 1 | L | C201 | Aeppli,C | 2019 |  | C | 29911-28-2
Dowex 50W X8 | 2,0,0 | S | 180 | g | B211a cabinet | Twining,Matrai,Archer | 2012 |  | B | 69011-20-7+7732-18-5 | 50%benzene polymer +50%water
DPBS (10X) (Gibco, 14200075) | 0,0,0 | L | 0.5 | L | A201 | SCGC | 2020 |  | A | none
Drierite 10-20 mesh | 2,0,0 | S | 400 | g | B211a cabinet | Twining,Matrai,Archer | 2015 |  | B | 7778-18-9+7646-79-9
Drierite dessicant (calcium sulfate) | 2,0,0 | S | 2265 | g | B101 | Balch, B. | 2015 | 67%Ca sulfate+3% cobalt compound | B | 7778-18-9+7646-79-9
Dry ice (see also Carbon dioxide, solid) | *3,0,0 | S | ref |  | A003 -80#2, -80#4 | SCGC | 2013 |  | A | 124-38-9
E-gel EX 1.0% agarose with Propietary Stain | 0,0,0 | S | 5 | units | C205 | Countway, P. | 2013 | Invitrogen | C | 55-81-5 +96118-96-6 (20%+0.5%)
E-gels 1.2% agarose with Sybr Safe | 1,0,0 | S | 5 | units | C205 | Countway, P. | 2015 | Invitrogen | C | none
Easy Seal, A/C sealant | *2,4,0 | L | 0.54 | L | A016 loading bay | Facilities | 2015 | flam cabinet | A | mixture | butane,propane,triethoxysilane,benzene,ethanol,toluene
EcoLume scintillation cocktail | 2,1,0 | L | 3.8 | L | B113 Rad lab | Twining,Matrai,Archer | 2014 |  | B | 68648-87-3(75%)+9016-45-9(20%)+6096-95-8(5%) | linear alkylbenzene+nonylphenol+phenylxlylylethane
Ecolume scintillation cocktail | 2,1,0 | L | 15.2 | L | B113A Rad lab | facilities-Rad | 2014 |  | B | 68648-87-3, 9016-45-9, 6196-95-8 | linear alkylbenzene+nonylphenol+phenylxlylylethane
Ecolume scintillation cocktail | 2,1,0 | L | 15.2 | L | B113A Rad lab | Balch, B. | 2014 |  | B | 68648-87-3, 9016-45-9, 6196-95-8 | linear alkylbenzene+nonylphenol+phenylxlylylethane
EDDHA (ethylenediamine dihydroxyphenylacetic acid) | 1,0,0 | S | 5 | g | C205 | Countway, P. | 2013 | from Bob's Lab | C | 1170-02-1
EDTA (dipotassium ethylenediamine tetraacetic acid dihydrate) | 2,0,0 | S | 500 | g | B211a cabinet | Twining,Matrai,Archer | 2016 |  | B | 25102-12-9
EDTA (disodium ethylenediamine tetraacetic acid dihydrate) | 2,0,0, Xi | S | 700 | g | B211a cabinet | Twining,Matrai,Archer | 2016 | multiple containers | B | 6381-92-6 |  | Y
EDTA (disodium ethylenediamine tetraacetic acid dihydrate) | 2,0,0, Xi | S | 1000 | g | A205 fridge#1+S sink cpbd | SCGC | 2016 |  | A | 6381-92-6 |  | Y
EDTA (disodium ethylenediamine tetraacetic acid dihydrate) | 2,0,0, Xi | S | 1500 | g | A112 | NCMA | 2016 |  | A | 6381-92-6 |  | Y
EDTA (disodium ethylenediamine tetraacetic acid dihydrate) | 2,0,0, Xi | S | 500 | g | B105 | Martinez, Fernandez Robledo | 2016 |  | B | 6381-92-6 |  | Y
EDTA (disodium ethylenediamine tetraacetic acid dihydrate) | 2,0,0, Xi | S | 500 | g | B107 - mol.reag. cabinet | Martinez, Fernandez Robledo | 2016 |  | B | 6381-92-6 |  | Y
EDTA (disodium ethylenediamine tetraacetic acid dihydrate) | 2,0,0, Xi | S | 1 | g | B107 | Martinez, Fernandez Robledo | 2016 |  | B | 6381-92-6 |  | Y
EDTA (disodium ethylenediamine tetraacetic acid dihydrate) | 2,0,0, Xi | S | 600 | g | B201 | Lomas, M | 2016 | AA & culturing (L1-TE) | B | 6381-92-6 |  | Y
EDTA (disodium ethylenediamine tetraacetic acid dihydrate) | 2,0,0, Xi | S | 400 | g | A201 Chem Shelf | FCM | 2016 |  | A | 6381-92-6 |  | Y
EDTA (disodium ethylenediamine tetraacetic acid dihydrate) | 2,0,0, Xi | S | 150 | g | A211 | Emerson, D. | 2016 | Sigma | A | 6381-92-6 |  | Y
EDTA (disodium ethylenediamine tetraacetic acid dihydrate) | 2,0,0, Xi | S | 1050 | g | C205 | Countway, P. | 2016 | Sigma | C | 6381-92-6 |  | Y
EDTA (disodium ethylenediamine tetraacetic acid dihydrate) | 2,0,0, Xi | S | 500 | g | A101 | BAS | 2016 |  | A | 6381-92-6 |  | Y
EDTA (disodium ethylenediamine tetraacetic acid dihydrate) | 2,0,0, Xi | S | 500 | g | B101 | Balch, B. | 2016 |  | B | 6381-92-6 |  | Y
EDTA (ethylenediaminetetraacetic acid) anhydrous | 2,0,0, Xi | S | 100 | g | A211 | Emerson, D. | 2017 |  | A | 60-00-4 | report=5,000lb
EDTA (ethylenediaminetetraacetic acid) anhydrous | 2,0,0, Xi | S | 100 | g | C205 | Countway, P. | 2017 | Sigma | C | 60-00-4 | report=5,000lb
EDTA (ethylenediaminetetraacetic acid) anhydrous | 2,0,0, Xi | S | 1000 | g | B101 | Burns | 2017 |  | B | 60-00-4 | report=5,000lb
EDTA (ethylenediaminetetraacetic acid) free acid, anhydrous | 2,0,0, Xi | S | 400 | g | A112 | NCMA | 2017 | Sigma E-6758 | A | 60-00-4 | report=5,000lb
EDTA 0.5M, pH 8 | 2,0,0, Xi | L | 0.1 | L | A201 | SCGC |  |  | A
EDTA iron(III) sodium salt (Ethylenediaminetetraacetic acid ferric sodium salt) | 0,0,0 | S | 100 | g | C205 | Countway, P. | 2014 | Sigma | C | 15708-41-5
EDTA salt | 2,0,0 Xi | S | 500 | g | A207 | Orcutt, B | 2014 | Acros Organics | A | 6381-92-6
EDTA solution (disodium ethylenediamine tetraacetic acid dihydrate) | 2,0,0, Xi | L | 0.1 | L | C205 | Countway, P. | 2014 | Sigma | C | 6381-92-6+water
EDTA solution buffer, 0.5M pH 8 | 2,0,0, Xi | L | 0.1 | L | A205 fridge#1 | SCGC | 2014 |  | A | 6381-92-6+water
EDTA solution, 0.5M | 2,0,0, Xi | L | 0.1 | L | A207 | Orcutt, B | 2014 | Amresco | A | 6381-92-6+67-56-1
EDTA solution, 0.5M | 2,0,0, Xi | L | 0.25 | L | B107 - mol.reag. cabinet | Martinez, Fernandez Robledo | 2014 |  | B | 6381-92-6+67-56-1
EDTA solution, 0.5M | 2,0,0, Xi | L | 0.1 | L | A211 | Emerson, D. | 2014 |  | A | 6381-92-6+67-56-1
EDTA solution, 0.5M, pH8 | 2,0,0 | L | 0.5 | L | C105 | Price, N. | 2014 |  | C | 6381-92-6+67-56-1
EDTA tetrasodium (ethylenediaminetetraacetic acid tetrasodium salt dihydrate) | 2,0,0, Xi | S | 100 | g | C205 | Countway, P. | 2014 | Sigma | C | 10378-23-1
EDTA, Mg derivative, magnesium salt | 2,0,0, Xi | S | 100 | g | B107 - mol.reag. cabinet | Martinez, Fernandez Robledo | 2007 |  | B | 39377-66-7
electrode cleaning solution | 2,0,0 | L | 0.5 | L | A211 | Emerson, D. | 2013 | Oakton | A | 9001-75-6, 7647-01-0
Electrode cleanter, Experion | 1,0,0 | L | 0.2 | L | B107 | Martinez, Fernandez Robledo | 2015 | BioRad | B | proprietary
electrode storage solution (KCl) see Potassium Chloride | 1,0,0 | L | 0.1 | L | A205 N sink cpbd | SCGC | ref |  | A | 9001-75-6, 7647-01-0
electrode storage solution (KCl) see Potassium Chloride | 1,0,0 | L | 0.5 | L | B101 | Balch, B. | ref |  | B | 9001-75-6, 7647-01-0
electrolyte filling solution (3M KCl) see potassium chloride | 1,0,0 | L | 0.25 | L | B101 | Balch, B. | ref |  | B | 9001-75-6, 7647-01-0
electrolyte storage solution (see potassium chloride) | 1,0,0 | L | 0.25 | L | B102 | Balch, B. | ref |  | B | 9001-75-6, 7647-01-0
ellagic acid (aka Alizarine Yellow) | 2,0,0 | S | 1 | g | A201 Chem Shelf | FCM | 2014 | Sigma | A | 476-66-4
Engine Stor | *1,3,0 | L | 369 | g | Storage Shed in Tent | Facilities | 2015 |  | tent | 64742-52-5, 64742-53-6, 64741-88-4, 68476-86-8
ENSORB spill absorbent | 1,0,0 | S | NA |  | various | facilities-Chem | 2012 | sodium potassium aluminum silicate compound | A,B,C | none
Epicentre masterPure Complete DNA RNA Purification kit | 2,0,0 | L | 50 units | kits | B107 | Martinez, Fernandez Robledo | 2012 |  | B | 56-81-5, 151-21-3, 631-61-8
epichlorohydrin | *3,3,0 | L | 0.025 | L | B205a fridge | Twining | 2016 |  | B | 106-89-8 | report=100 lb
EPPS (4-(2-Hydroxyethyl)-1-piperazinepropanesulphonic acid) | 0,0,0 | S | 50 | g | B211a cabinet | Twining,Matrai,Archer | 2012 |  | B | 16052-06-5
EquiPhi29 DNA Polymerase | 0,0,0 | L |  |  | C205 | Countway, P. | 2020 | ThermoFisher | C | 56-81-5, 9016-45-9
EquiPhi29 DNA Polymerase 10X Reaction Buffer | 0,0,0 | L |  |  | C205 | Countway, P. | 2020 | ThermoFisher | C | none
ERL 4221 (cycloalaphitic epoxide resin) part of Spurr kit | *3,1,1 | L | 0.225 | L | B211a cabinet | Twining,Matrai,Archer | 2017 |  | B | 106-87-6
Erythromycin | 0,0,0 | S | 1 | g | A105 Walk in 2º C | NCMA | 2014 |  | A | 114-07-8
ESI-L Low Concentration Tuning Mix | *2,3,0 | L | 75 | mL | A101 refrigerator | BAS | 2015 |  | A | 75-05-8 (acetonitrile 90%)
Ethanol | *2,3,0 | L | 4 | L | C101 | Rasher | 2012 |  | C | 64-17-5
Ethanol | *2,3,0 | L | 0.5 | L | B201 | Lomas, M | 2018 | Whitney, L | B | 64-17-5 + water | 95%eth+water | Y
Ethanol | *2,3,0 | L | 1 | L | A101 flam cab | BAS | 2015 |  | A | 64-17-5
Ethanol (molecular grade) | *2,3,0 | L | 1 | L | C101 | Rasher-Education |  |  | C | 64-17-5
ethanol (unknown purity, likely 95% or less) | *2,3,0 | L | 0.5 | L | A211 hood | Emerson, D. | 2014 | BDH | A | 64-17-5 + water | 95%eth+water | Y
ethanol reagent grade (denatured) | *2,3,0 | L | 0.5 | L | C105 | Fields, D. | 2014 |  | C | 64-17-5+67-56-1+67-63-0 | 90%eth+5%meth+5%isopro | Y
ethanol, 90% | *2,3,0 | L | 8 | L | B101 flam. | Balch, B. | 2015 |  | B | 64-17-5 + water |  | Y
ethanol, 95% | *2,3,0 | L | 4 | L | A010 (chem storage) | NCMA | 2018 |  | A | 64-17-5 + water | 95%eth+water | Y
ethanol, 95% | *2,3,0 | L | 2 | L | A211 hood | Emerson, D. | 2015 | 2^container | A | 64-17-5 + water | 95%eth+water | Y
ethanol, absolute (70%) | *2,3,0 | L | 0.25 | L | C205 | Countway, P. | 2015 | Sigma | C | 64-17-5 | 70% ethanol+water | Y
ethanol, absolute, 200 proof | *2,3,0 | L | 1 | L | A201 (-20#7)+A205 (-20#1) | SCGC | 2015 |  | A | 64-17-5 |  | Y
ethanol, absolute, 200 proof | *2,3,0 | L | 2.82 | L | A207 | Orcutt, B | 2015 |  | A | 64-17-5 |  | Y
ethanol, absolute, 200 proof | *2,3,0 | L | 0.4 | L | A010 chem stor. | NCMA | 2015 |  | A | 64-17-5 |  | Y
ethanol, absolute, 200 proof | *2,3,0 | L | 3 | L | B107 frzr /A010 | Martinez, Fernandez Robledo | 2015 |  | B | 64-17-5 |  | Y
ethanol, absolute, 200 proof | *2,3,0 | L | 0.5 | L | A211 freezer | Emerson, D. | 2015 |  | A | 64-17-5 |  | Y
ethanol, absolute, 200 proof | *2,3,0 | L | 0.25 | L | C205 | Countway, P. | 2015 | Sigma | C | 64-17-5 |  | Y
ethanol, absolute, 200 proof | *2,3,0 | L | 4 | L | B101 flam, A010 ChemStor | Balch, B. | 2015 |  | B | 64-17-5 |  | Y
ethanol, absolute, 200 proof | *2,3,0 | L | 0.5 | L | C201 hood | Aeppli, C. | 2015 |  | C | 64-17-6 |  | Y
ethidium bromide solution (10mg/ml) | *4,0,0 | L | 0.007 | L | B107 - toxic fridge | Martinez, Fernandez Robledo | 2014 | sigma E1510 | B | 1239-45-8+7732-18-5
ethyl 3-aminobenzoate methanesulfonate salt (aka Tricaine) | 2,0,0 | S | 25 | g | C105 | Fields, D. | 2012 |  | C | 886-86-2
Ethyl Acetate | *2,3,0 | L | 4 | L | Chem Storage | Rasher, D. | 2016 |  | C | 141-78-6 | report=5,000lb
ethyl acetate | *2,3,0 | L | 1 | L | C201 hood | Aeppli, C. | 2015 |  | C | 141-78-6 | report=5,000lb
ethyl acetate, anhydrous | *2,3,0 | L | 0.5 | L | B211a flam cab | TArcher | 2015 |  | B | 141-78-6 | report=5,000lb
ethyl acetate, anhydrous | *2,3,0 | L | 0.8 | L | A101 flam cabinet | BAS/Archer | 2015 |  | A | 141-78-6 | report=5,000lb
ethyl acrylate (std for GC) | *2,3,0 | L | 0.005 | L | C201 | Aeppli, C. | 2016 |  | C | 140-88-5
ethyl alcohol, pure | 2,3,0 | L | 500 | ml | B107 | Martinez, Fernandez Robledo | 2020 |  | B | 64-17-5
ethyl methanesulfonate | 2,1,0 | L | 1 | g | B107 | Martinez, Fernandez Robledo | 2020 |  | B | 62-50-0
Ethyl P-aminobenzoate (aka Benzocaine) | 0,0,0 | S | 100 | g | A211 | Emerson, D. | 2014 |  | A | 94-09-7
ethyl vanillin | 2,1,0 | S | 1 | g | C201 | Aeppli, C. | 2013 |  | C | 121-32-4
Ethylbutyric acid | 2,2,1 | L | 0.25 | L | B211a flam cab | TArcher | 2015 |  | B | 88-09-5
ethylene glycol | 1,1,0 | L | 3 | L | A205 S sink cpbd | SCGC | 2017 |  | A | 107-21-1 | report=5,000lb
ethylene glycol | 1,1,0 | L | 0.1 | L | A112 | NCMA | 2017 |  | A | 107-21-1 | report=5,000lb
ethylene glycol | 1,1,0 | L | 0 | L | B211a cabinet | BAS | 2017 |  | B | 107-21-1 | report=5,000lb
ethylenediaminetetraacetic acid ferric sodium salt | 0,0,0 | S | 500 | g | C205 | Countway, P. | 2014 |  | C | 15708-41-5
ethynyl-2'-deoxyuridine, 5- (EdU) | 0,0,0 | S | 0.1 | g | A207 freezer | Orcutt, B | 2014 |  | A | 61135-33-9
Eukitt mounting medium | *2,3,0 | L | 0.1 | L | C105 | Price, N. | 2015 |  | C | 25608-33-7
Eva Green Supermix (for qPCR) | 0,0,0, Xi | L | 0.005 | L | C205 | Countway, P. | 2015 | BioRad | C | none
Evans Blue | 0,0,0 | S | 10 | g | A112 | NCMA | 2015 |  | A | 314-13-6
EXOSAP-IT | 0,0,0 | L | 0.001 | L | B107 - Freezer | Martinez, Fernandez Robledo | 2017 |  | B | none listed
Experion RNA Kit (stain, buffer, gel, ladder) | none | L/S | 1 kit | kit | B107 | Martinez, Fernandez Robledo | 2014 |  | B | proprietary
Experion RNA StdSens Loading buffer | none | L | 0.004 | L | B107 | Martinez, Fernandez Robledo | 2014 |  | B | 29915-38-6(5%)+7732-18-5(95%) (tris hydroxymethyl methylamine propane-1-sulfonic acid+water)
Experion RNA StdSens Stain | none | L | 0.002 | L | B107 | Martinez, Fernandez Robledo | 2014 |  | B | 67-68-5
Extran | 1,0,0 | L | 3.78 | L | Rad lab | facilities-Rad | ref |  | B | 1310-73-2, 5064-31-3
Extran AP-15 | 2,0,0 | L | 4 | L | A103 under sink | Balch, B. | 2014 |  | B | 1310-73-2, 5064-31-3
EXXSOL D 80 FLUID | 1,2,0 | L | 1 | L | C201 | Aeppli,C | 2019 |  | C | 64742-47-8 | SDS says ICP solvent
Eyewash solution | 0,0,0 | L | 4 | L | various | facilities | 2013 |  | A | 10043-35-3+7647-14-5+7632-04-4 | boric acid+socium chloride+sodium borate
EZNA BAC/PAC Plasmid kit | 2,2,0 | L | 50 rxns | kit | B107 | Martinez, Fernandez Robledo | 2016 |  | B | multiple components
EZNA Cycle-Pure kit | 2,2,0 | L | 50 rxns | kit | B107 | Martinez, Fernandez Robledo | 2016 | Omega Biotek | B | multiple components
EZNA MicroElute viral RNA/DNA kit | 2,2,0 | L | 10 preps | kit | B107 | Martinez, Fernandez Robledo | 2014 |  | B | 56-81-5, 593-84-0
Ezna Plant Kit | *3,0,0 | L | 0.023 | L | B201 | Lomas, M | 2016 | Whitney, L | B | multiple components | did not seek new SDS (10/2018)
EZNA Plasmid kit | 0,0,0 | L | 2 | kit | B107 | Martinez, Fernandez Robledo | 2016 |  | B | multiple components
EZNA RNA maxi kit | 2.0,0 | L | 2 preps | kit | B107 | Martinez, Fernandez Robledo | 2014 |  | B | 593-84-0, 151-21-3
EZNA Tissue DNA kit | 2,0,0 | L | 2.5x50 preps | kit | B107 | Martinez, Fernandez Robledo | 2016 |  | B | 50-01-1 and others
F-12 nutrient mix (aka Ham's F-12 or DMEM) | 0,0,0 | S | 20 | g | B109 fridge | Martinez, Fernandez Robledo | 2015 |  | B | none
FACS Clean (BD) | 2,0,0 | L | 5 | L | B107 | Martinez, Fernandez Robledo | 2017 |  | B | 7681-52-9, 1310-73-2
FACS Rinse (BD) | 0,0,0 | L | 5 | L | B107 | Martinez, Fernandez Robledo | 2015 |  | B | 26628-22-8+proprietary
FACSFlow sheath fluid (BD) | 0,0,0 | L | 5 | L | B107 | Martinez, Fernandez Robledo | 2017 |  | B | 7681-49-4
FailSafe PCR kit | 2,1,0 |  | 3 kits | kit | B107 - freezer | Martinez, Fernandez Robledo | 2017 |  | B | 56-81-5,77-86-1, 590-46-5, 7447-40-7
FAME mix (37 component) | 2,0,0 | L | 0.001 | L | B203 | BAS/Archer | 2016 |  | B | mixture
FAME Mix, 37 component standard | 2,0,0 | L | 0.001 | L | C201 | Aeppli, C. | 2016 |  | C | mixture
FastBreak cell lysis reagent, 10X | 0,0,0 | L | 0.005 | L | B107 | Martinez, Fernandez Robledo | 2016 | Promega V8571 | B | 9002-93-1, 61790-82-7, 1467-16-9 (each >2.5% of total solution)
Ferric ammonium citrate (aka ammonium iron(III) citrate) | 2,0,0 | S | 100 | g | A112 | NCMA | 2018 | Sigma F5879 | A | 1185-57-5 | report=1,000lb
Ferric ammonium sulfate (iron(III) ammonium sulfate dodecahydrate) | 2,0,0 Xn | L | 500 | g | C205 | Countway, P. | 2016 | from Bob's Lab | C | 7783-83-7
ferric chloride (Iron(III) chloride) hexahydrate | 2,0,0, Xn | S | 150 | g | B211a cabinet | Twining,Matrai,Archer | 2016 | multiple containers | B | 10025-77-1 |  | Y
ferric chloride (Iron(III) chloride) hexahydrate | 2,0,0, Xn | S | 1600 | g | A112 | NCMA | 2016 | Sigma | A | 10025-77-1 |  | Y
ferric chloride (Iron(III) chloride) hexahydrate | 2,0,0, Xn | S | 1000 | g | B105 | Martinez, Fernandez Robledo | 2016 |  | B | 10025-77-1 |  | Y
ferric chloride (Iron(III) chloride) hexahydrate | 2,0,0, Xn | S | 250 | g | C205 | Countway, P. | 2016 | Sigma | C | 10025-77-1 |  | Y
Ferric chloride hexahydrate | 2,0,0, Xn | S | 250 | g | B101 | Burns | 2016 |  | B | 10025-77-1
Ferric citrate (iron III citrate) | 0,0,0 | S | 50 | g | A112 | NCMA | 2014 | JT Baker | A | 3522-50-7
Ferric citrate (iron III citrate) | 0,0,0 | S | 175 | g | A211 | Emerson, D. | 2014 | ICN | A | 3522-50-7
Ferric citrate (iron III citrate) | 0,0,0 | S | 450 | g | C205 | Countway, P. | 2014 | Sigma | C | 3522-50-7
Ferric citrate (iron III citrate) | 0,0,0 | S | 250 | g | B101 | Burns | 2014 |  | B | 3522-50-7
Ferric oxide (=iron III oxide) | 2,0,0 | S | 375 | g | A112 | NCMA | 2014 | Fisher I-116 | A | 1309-37-1
Ferric seqestrene (aka EDTA ferric sodium salt) | 0,0,0 | S | 84.9 | g | A112 | NCMA | 2014 | CIBA-GEIGY | A | 15708-41-5
Ferric seqestrene (aka EDTA ferric sodium salt) | 0,0,0 | S | 1 | g | A201 Chem Shelf | FCM | 2014 |  | A | 15708-41-5
Ferric seqestrene (aka EDTA ferric sodium salt) | 0,0,0 | S | 500 | g | C205 | Countway, P. | 2014 | Sigma | C | 15708-41-5
Ferrous ammonium sulfate | 2,0,0 | S | 350 | g | A112 | NCMA | 2014 | Mallinckrodt | A | 7783-85-9
ferrous ethylenediammonium sulfate | 2,1,0 | L | 0.013 | L | A101 | BAS | 2013 |  | A | 63589-59-3
ferrozine (aka 3-(2-pyridyl)-5,6-diphenyl-1,2,4triazine,p,p'-disulfonic acid, monosodium salt hydrate) | 2,0,0 | S | 5 | g | B205 fridge | Twining | 2014 |  | B | 63451-29-6
ferrozine (pyridyl-diphenyl-triazine disulfonic acid monosod.salt) | 2,0,0 | S | 5 | g | A211 | Emerson, D. | 2014 | Aldrich | A | 63451-29-6
Ferulic acid, trans- | 2,0,0 | S | 5 | g | C201 | Aeppli, C. | 2014 |  | C | 537-98-4
Ficoll | 0,1,0 | S | 25 | g | B101 | Burns |  |  | B | 26873-85-8
Filtrasorb 200 (see Carbon, activated) | 0,0,0 | S | 454 | g | B211a cabinet | Twining,Matrai,Archer | 2012 | charcoal granules | B | ref
firefly lantern extract (see Luciferase) | 2,0,0 | S | 0.1 | g | A201 FACS freezer | FCM | ref |  | A | 61970-00-1
flavin mononucleotide(Riboflavin 5’-phosphate, sodium salt, dihydrate, | 0,0,0 | S | 5 | g | A201 FACS freezer | FCM | 2014 |  | A | 130-40-5
florfenicol amine | 0,0,0 | S | 0.01 | g | A101 | BAS | 2014 |  | A | 76639-93-5
Flow check fluorospheres | 2,0,0 | S | 0.03 | L | A201 Non-tox refrig | FCM | 2015 |  | A | none assigned
Fluorene | 1,1,0 | S | 5 | g | C201 | Aeppli, C. | 2016 |  | C | 86-73-7 | report=5,000lb
Fluorene-D10 | *3,3,0 | S | 0.1 | g | C201 | Aeppli,C | 2019 |  | C | 81103-79-9
Fluorenone (9-) | 0,1,0 | S | 5 | g | C201 | Aeppli, C. | 2014 |  | C | 486-25-9
fluorenylmethyl chloroformate, 9- | *3,0,1 | S | 5 | g | A101 fridge | BAS | 2014 |  | A | 28920-43-6
fluoreporter cell surface biotinylation kit | 1,2,1 | S | 0.03 | L | A201 FACS freezer | FCM | 2012 |  | A | none assigned | biotin-XX, sulfosuccinimidyl ester ,DMS
fluoresbrite microspheres (2.5% solids-latex, 97.5% water) | 0,0,0 | L | 0.1 | L | A201 Non-tox refrig | FCM | 2013 |  | A | 9003-53-6+water
fluorescamine | 0,0,0 | S | 0.15 | g | B211a cabinet | Twining,Matrai,Archer | 2014 |  | B | 38183-12-9
fluorescamine | 0,0,0 | S | 0.1 | g | A201 FACS freezer | FCM | 2014 | Sigma F9878 | A | 38183-12-9
fluorescein diacetate (FDA) | 0,0,0 | S | 1 | g | A205 -20#1 | SCGC | 2011 |  | A | 596-09-8
fluorescein diacetate (FDA) | 0,0,0 | S | 20 | g | A201 FACS freezer | FCM | 2011 |  | A | 596-09-8
fluorescein isothiocyantate (FITC) | *3,0,0 | S | 0.1 | g | A201 FACS freezer | FCM | 2014 |  | A | 3326-32-7
fluorescein sodium salt | 0,0,0 | S | 100 | g | B211a | Twining,Matrai,Archer | 2015 |  | B | 518-47-8
Fluridon | 0,0,0 | S | 0.25 | g | B107 - freezer | Martinez, Fernandez Robledo | 2013 |  | B | 59756-60-4
Fluridon | 0,0,0 | S | 0.25 | g | B101 | Burns |  |  | B | 59756-60-4
FM® 1-43 Dye (N-(3-Triethylammoniumpropyl)-4-(4-(Dibutylamino) Styryl) Pyridinium Dibromide) | 0,0,0 | S | 0.0001 | g | B107 - freezer | Martinez, Fernandez Robledo | 2014 | Life Tech T3163 | B | none
FM® 1-43X Dye (N-(3-Triethylammoniumpropyl)-4-(4-(Dibutylamino) Styryl) Pyridinium Dibromide) | 0,0,0 | S | 0.0007 | g | B107 - freezer | Martinez, Fernandez Robledo | 2014 |  | B | none
FMOC-CL (fluorenylmethoxycarbonyl chloride) | *3,0,1 | S | 4 | g | A101 | BAS | 2014 |  | A | 28920-43-6
Folic acid | 0,0,0 | S | 1 | g | A109 Refrigerator | NCMA | 2012 |  | A | 59-30-3
Folin - Ciocalteu's phenol reagent | 1,1,0 | L | 0.5 | L | A101 cabinet | BAS | 2017 |  | A | mixture
Folin-Ciocalteaus Phenol reagent | *3,0,2 | L | 0.09 | L | B211a cabinet | Twining,Matrai,Archer | 2016 |  | B | 10377-48-7(15%),7647-01-0(8%),7664-38-2(8%),10102-40-6(%),10213-10-2(3%) | LiSO4+HCl+Phosphoric+Disod.Mo+Disod.wolfromate
Formaldahyde (37%) | *3,2,0 | L | 0.5 | L | B205 freezer | Twining | 2017 |  | B | 50-00-0+7732-18-5 | report=100 lb | Y
Formaldahyde (37%) | *3,2,0 | L | 0.4 | L | B201 hood cabinet | Lomas, M | 2018 | PITS | B | 50-00-0+7732-18-5 | report=100 lb | Y
Formaldahyde (37%) | *3,2,0 | L | 4 | L | B101 | Balch, B. | 2017 | with water | B | 50-00-0+7732-18-5 | report=100 lb | Y
formaldehyde | *3,2,0 | L | 0.25 | L | A207 | Orcutt, B | 2016 | Sigma | A | 50-00-0 | report=100 lb | Y
Formalin (10%), buffered neutral | *3,2,0 | L | 0.75 | L | C105 | Fields, D. | 2017 | from Heil | C | 50-00-0+7732-18-5 | report=100 lb
Formalin (37%) | *3,2,0 | L | 4 | L | A010 | Fields, D. | 2017 | was Larsen | A | 50-00-0+7732-18-5 | report=100 lb | Y
Formalin (37%) | *3,2,0 | L | 0.45 | L | C205 | Countway, P. | 2017 | Sigma | C | 50-00-0+7732-18-5 | 37% Form,15% meth, 48% water | Y
formalin (37%), buffered (potassium borate) | *3,2,0 | L | 1 | L | B101, Rad | Balch, B. | 2017 | with water | B | 50-00-0+7732-18-5 | report=100 lb | Y
Formalin neutralizer | 1,0,0 | S | 3100 | g | A010 - Chem Storage | facilities-chem | 2014 | 5 bottles | A | 7681-57-4(98%)+7631-90-5(2%) | sodium metabisulfate
Formalin Neutralizing Powder (Sodium Metabisulfite) | 1,0,0 | S | 10 pk | each | A207 | Orcutt, B | 2014 | VWR | A | none listed | newest SDS availble
Formalin Neutralizing Powder (Sodium Metabisulfite) | 1,0,0 | S | 2895 | g | B201 cabinet | Lomas, M | 2009 | Na2O5S2 - 2018 | B | None listed
formalin soution | *3,2,0 | L | 0.03 | L | B211a hood cabinet | Twining,Matrai,Archer | 2017 | buffered, unfiltered | B | 50-00-0+7732-18-5 | with water
formamide | 2,1,0 | L | 0.11 | L | B107 - toxic fridge | Martinez, Fernandez Robledo | 2016 | sigma F9037 | B | 75-12-7
formamide | 2,1,0 | L | 0.17 | L | A211 fridge | Emerson, D. | 2016 | Sigma | A | 75-12-7
formic acid | *3,2,0 | S | 300 | g | B211a cabinet | Twining,Matrai,Archer | 2015 |  | B | 64-18-6 | report=5,000lb
formic acid | *3,2,0 | L | 0.2 | L | A101 cabinet | BAS | 2015 |  | A | 64-18-6 | report=5,000lb
Formula 409 | 1,0,0 | L | 1 | L | A205 undersink | SCGC | 2015 |  | A | mixture
formvar in ethylene dichloride | *3,3,0 | L | 0.18 | L | B211a flam cab | Twining,Matrai,Archer | 2017 | multiple containers | B | 63148-64-1
Formvar® in Chloroform Solution, 1% | *2,3,0 | L | 0.03 | L | B107 - EM cabinet | Martinez, Fernandez Robledo | 2015 | SPI CAS # 67-66-3 | B | 67-66-3, 63450-15-7
Fructose, D- (-) | 0,0,0 | S | 100 | g | A211 | Emerson, D. | 2014 | Sigma | A | 57-48-7
FTM with 200 U/ml Nystatin (see components) | 1,0,0 | L | 0.05 | L | B109 | Martinez, Fernandez Robledo | ref |  | B | 1400-61-9
Fucoidan | 0,0,0 | S | 0.5 | g | A101 | BAS | 2014 | sigma | A | 9072-19-9
Fulvic acid, reference | 2,0,0 | S | 0.1 | g | C201 dry cabinet | Aeppli, C. | 2016 |  | C | 479-66-3
G418 disulfate salt | 0,0,0 | S | 1 | g | B107 - freezer | Martinez, Fernandez Robledo | 2014 |  | B | 108321-42-2
Galactose |  | S | 10 | g | A211 | Emerson, D. | 2014 | Sigma-Aldrich | A | 59-23-4
Gallic acid | 2,0,0 | S | 100 | g | A101 | BAS | 2018 |  |  | 149-91-7
Gamma Methacryloxypropyltrimethoxysilane (aka Meth…) | 0,2,0 | L | 0.02 | L | A105 Walk in 2º C | NCMA | 2015 | Sigma M 6514 | A | 2530-85-0
Gasoline | *1,3,0 | L | 19 | L | Storage Shed in Tent | Facilities | 2018 | Power tools | tent | 86290-81-5 | Max 10 Gals | Y
Gel loading buffer II (Invitrogen MEGA Script T7) | 2,1,0 | L | 0.0005 | L | A205, -20#1 | SCGC | 2019 |  | A | 75-12-7
Gel Loading dye, purple | 0,0,0 | L | 0.001 | L | B201 | Lomas, M | 2019 | Whitney, L | B | 06-00-4 | BioLabs #B70245
Gel Sorbent, Universal (see Spill Kits) | 1,0,0 | S | 1792 | g | various | facilities-chem | ref |  | A | 14464-46-1+14808-60-7 | cristobalite-ND99.9%+silica quartz0.1%
Gelatin | 0,0,0 | S | 100 | g | B107 - mol.reag. cabinet | Martinez, Fernandez Robledo | 2014 |  | B | 9000-70-8
Gelatin | 0,0,0 | S | 500 | g | B101 | Burns |  |  | B | 9000-70-8
Gelatin from bovine skin, Type B | 0,0,0 | S | 100 | g | A211 | Emerson, D. | 2014 | Sigma | A | 9000-70-8
Gelatin methacryloyl | 0,0,0 | S | 1 | g | A201 fridge #4 | SCGC |  |  | A
GelGreen | 1,0,0 | L | 0.001 | L | B107 | Martinez, Fernandez Robledo | 2013 |  | B | N/A, 67-68-5
GelGreen nucleic acid stain | 0,0,0 | L | 0.0005 | L | B201 dead fridge+drawer | Lomas, M | 2015 | Whitney, L | B | none | Biotium
GelRed | 1,0,0 | L | 0.0005 | L | B107 | Martinez, Fernandez Robledo | 2014 |  | B | N/A, 67-68-5
Geneclean Turbo Kit | *3,0,0 | L | 50 rxns | kit | B107 | Martinez, Fernandez Robledo | 2016 |  | B | various
GenElute PCR cleanup kit (Sigma) | *3,0,0 | L | 6x 50 rxns | kit | B107 | Martinez, Fernandez Robledo | 2013 |  | B | various
General Purpose Cleaner - Powder | 2,0,0 | S | 500 | g | C201 | Aeppli, C. | 2012 |  | C | 7758-29-4 (15-40%) + 64-02-8 (10-30%) + 497-19-8 (7-13%) + 151-21-3 (1-5%) | Contains Sodium Tripolyphosphate, Sodium Edetate, Sodium Carbonate, Sodium Lauryl Sulfate and some unspecified surfactant.
GENOMEPLEX SINGLE CELL WHOLE GENOME AMPLIFICATION KIT WGA4 | 0,0,0 |  | 2 kits | kit | B107 | Martinez, Fernandez Robledo | 2014 |  | B | various
GENOMEPLEX WHOLE GENOME AMPLIFICATION KIT WGA1 | 0,0,0 |  | 1 kit | kit | B107 | Martinez, Fernandez Robledo | 2014 |  | B | various
GENOMEPLEX WHOLE GENOME AMPLIFICATION RE-AMPLIFICATION KIT WGA3 | 0,0,0 |  | 1 kit | kit | B107 | Martinez, Fernandez Robledo | 2014 |  | B | various
gentamicin sulfate | 2,0,0 | S | 1 | g | B211a cabinet | Twining,Matrai,Archer | 2017 |  | B | 1405-41-0
gentamicin sulfate | 2,0,0 | S | 1 | g | B101 | Burns |  |  | B | 1405-41-0
Gentamycin 418 disulfate salt (antibiotic) | 0,0,0 | S | 1 | g | A105 Walk in 2º C | NCMA | 2014 |  | A | 108321-42-2
gentamycin sulfate | 2,0,0 | S | 1 | g | B103 refr | Balch, B. | 2014 |  | B | 1405-41-0
Germ-X Original hand sanitizer | *1,3,0 | L | 0.5 | L | B107 | Martinez, Fernandez Robledo | 2016 |  | B | 56-81-5, 64-17-5
Germanium dioxide | 1,0,0 | S | 5 | g | A112 | NCMA | 2013 | Mathenson, Coleman and Bell 9982 | A | 1310-53-8
Gibberellic acid | 0,0,0 | S | 1 | g | A110 fridge | NCMA | 2016 |  | A | 77-06-5 | in binders
Giemsa stain solution | *2,3,0 | S | 5 | g | A201 Chem Shelf | FCM | 2014 |  | A | 56-81-5+37247-10-2+51811-82-6 | 60%glycerin+38%methanol+(azure1+2)
Glass and Surface Cleaner | 0,0,0 | L | 2 | L | A002, C201 | Facilities | 2015 | Custodial Closet | A,C | 79-14-1
glass beads, <106um (prewashed and sterilized) | 0,0,0 | S | 75 | g | A211 | Emerson, D. | 2015 |  | A | 7631-86-9
glass beads, 425-600um (prewashed and sterilized) | 0,0,0 | S | 75 | g | A211 | Emerson, D. | 2015 |  | A | 7631-86-9
Gluconic Acid, -D, 49-53 wt% in H2O | 0,0,0 | L | 50 | g | A211 | Emerson, D. | 2015 | Aldrich, fridge | A | 526-95-4+7732-18-5
glucosamine hydrochloride | 0,0,0 | S | 0.1 | g | A101 | BAS | 2014 |  | A | 66-84-2
Glucosamine, N-acetyl-D | 0,0,0 | S | 5 | g | A211 fridge | Emerson, D. | 2014 |  | A | 7512-17-6
Glucose-6-phosphate, D-, sodium salt | 0,0,0 | S | 0.5 | g | B211a cabinet | Twining,Matrai,Archer | 2015 |  | B | 54010-71-8
glucose, alpha-D+ | 0,0,0 | S | 350 | g | C105 | Fields, D. | 2015 |  | C | 50-99-7
Glucose, D | 0,0,0 | S | 100 | g | B211a cabinet | Twining,Matrai,Archer | 2015 |  | B | 50-99-7
glucose, D- (1-13C, 98-99%) | 0,0,0 | S | 1 | g | A207 | Orcutt, B | 2018 | Cambridge Isotopes | A | 40762-22-9 | stable isotope
Glucose, D- anhydrous | 0,1,0 | S | 500 | g | A207 | Orcutt, B | 2015 | Amresco | A | 50-99-7
Glucose, D- anhydrous | 0,1,0 | S | 450 | g | A112 | NCMA | 2015 | Mallinckrodt 4912 | A | 50-99-7
Glucose, D- anhydrous | 0,0,0 | S | 10 | g | A201 Chem Shelf | FCM | 2015 |  | A | 50-99-7
Glucose, D+ | 0,0,0 | S | 1000 | g | B109 | Martinez, Fernandez Robledo | 2015 |  | B | 50-99-7
glucose, D+ | 0,0,0 | S | 500 | g | A211 | Emerson, D. | 2015 | Sigma | A | 50-99-7
Glucose, D+ anhydrous | 0,1,0 | S | 100000 | g | Greenhouse | NCMA | 2015 |  | A | 50-99-7
glutamic acid potassium salt monohydrate, L- | 0,0,0 | S | 100 | g | B107 - mol.reag. cabinet | Martinez, Fernandez Robledo | 2014 |  | B | 6382-01-0
glutamic acid, L- | 0,0,0 | S | 100 | g | B211a cabinet | Twining,Matrai,Archer | 2015 |  | B | 56-86-0
Glutamic acid, L- | 0,0,0 | S | 100 | g | A112 | NCMA | 2015 | Sigma, #G-1626 | A | 56-86-0
Glutamic acid, L- | 0,0,0 | S | 250 | g | A112 | NCMA | 2015 | Sigma 49621 | A | 56-86-0 | contractor purchase
Glutamic acid, L- stable isotope std (USGS40) | 0,0,0 | S | 2 | g | A101 | BAS | 2014 |  | A | 21160-87-2
Glutamic, L- 15N acid | 0,0,0 | S | 0.4 | g | B201 box | Lomas, M | 2018 | Cambridge Isotope Lab, NML-135 | B | 21160-87-2
Glutamine amide, L- 15N | 0,0,0 | S | 0.5 | g | B201 box | Lomas, M | 2014 | Cambridge Isotope Lab, NML-557 | B | 204451-48-9
glutaraldehdye (50%) | *3,0,0 | L | 0.45 | L | B205 freezer | Twining | 2016 |  | B | 111-30-8 +water |  | Y
glutaraldehdye (50%) | *3,0,0 | L | 0.2 | L | B211a hood cabinet | Twining | 2016 |  | B | 111-30-8 +water |  | Y
glutaraldehdye (50%) | *3,0,0 | L | 0.025 | L | B107 - toxic fridge | Martinez, Fernandez Robledo | 2016 |  | B | 111-30-8+7732-18-5+67-56-1 |  | Y
glutaraldehdye (50%) EM grade | *3,0,0 | L | 0.5 | L | A201 Preserve Refrig | FCM | 2016 |  | A | 111-30-8 +water |  | Y
glutaraldehdye (50%) in septum bottles | *3,0,0 | L | 0.26 | L | A211 fridge | Emerson, D. | 2016 |  | A | 111-30-8 +water |  | Y
glutaraldehyde (2.5%) | *3,0,0 | L | 0.2 | L | A201 Preserve Refrig | FCM | 2011 |  | A | 111-30-8 +water |  | Y
glutaraldehyde (2.5%) EM Grade | *3,0,0 | L | 0.025 | L | B107 - toxic fridge | Martinez, Fernandez Robledo | 2011 |  | B | 111-30-8+7732-18-5+67-56-1 |  | Y
glutaraldehyde (25%) | *3,0,0 | L | 0.16 | L | B205 freezer | Twining | 2011 |  | B | 111-30-8 +water |  | Y
glutaraldehyde (25%) | *3,0,0 | L | 0.045 | L | A201 Preserve Refrig | FCM | 2011 |  | A | 111-30-8 +water |  | Y
glutaraldehyde (25%) | *3,0,0 | L | 1 | L | A101 refrigerator | BAS | 2011 | Very toxic to aquatic life | A | 111-30-8 +water |  | Y
Glutaraldehyde (25%) EM Grade (10 ml Glass Ampoules) | *3,0,0 | L | 0.09 | L | B107 - toxic fridge | Martinez, Fernandez Robledo | 2011 | SPI CAS#111-30-8 | B | 111-30-8+7732-18-5+67-56-1 |  | Y
Glutaraldehyde (25%) EM Grade (10 ml Glass Ampoules) | *3,0,0 | L | 0.5 | L | A201 Preserve Refrig | FCM | 2016 |  | A | 111-30-8 +water |  | Y
Glutaraldehyde (25%) EM Grade (10 ml Glass Ampoules) | *3,0,0 | L | 0.5 | L | B101 | Burns |  |  | B | 111-30-8 +water
Glutaraldehyde and OPA Neutralizing powder, KemSafe | 0,0,0 | L | 0.5 | L | B107 - hood cabinets | Martinez, Fernandez Robledo | 2018 |  | B | none listed
Glutathione, L- reduced | 0,0,0 | S | 0.147 | g | B209 freezer | TArcher | 2016 |  | B | 70-18-8
Glutathione, L- reduced | 0,0,0 | S | 5 | g | C201 | Aeppli, C. | 2016 |  | C | 70-18-8
glutathione, reduced free acid | 1,0,0 | S | 1 | g | B211 | TArcher | 2014 |  | B | 70-18-8
Glycerin (see glycerol) | 0,1,0 | L | 0.35 | L | A112 | NCMA | 2017 | Fisher G-33 | A | 56-81-5
glycerin (see glycerol) | 0,1,0 | L | 1.2 | L | B101 | Balch, B. | 2017 |  | B | 56-81-5
glycerol | 0,1,0 | L | 1.6 | L | A205 S sink cpbd | SCGC | 2017 |  | A | 56-81-5
Glycerol | 0,1,0 | L | 0.4 | L | A105 Walk in 2º C | NCMA | 2017 | USB ultrapure 16374 | A | 56-81-5
glycerol | 0,1,0 | L | 0.4 | L | B107 - mol.reag. cabinet | Martinez, Fernandez Robledo | 2017 |  | B | 56-81-5
Glycerol | 0,0,0 | L | 0.065 | L | B201 under sink | Lomas, M | 2019 | Whitney, L | B | 56-81-5
glycerol | 0,1,0 | L | 0.2 | L | A201 Hood | FCM | 2017 |  | A | 56-81-5
glycerol | 0,1,0 | L | 0.2 | L | A211 | Emerson, D. | 2017 | J.T. Baker | A | 56-81-5
glycerol | 0,1,0 | L | 0.5 | L | C205 | Countway, P. | 2017 |  | C | 56-81-5
glycerol | 0,1,0 | L | 0.5 | L | B101 | Burns |  |  | B | 56-81-5
Glycerol | 1,0,0 | L | 0.5 | L | C107 | Price, N. |  | fungal culture | C | 58-81-5
Glycerol (aka Glycerin) | 0,1,0 | L | ref | L | B101 | Balch, B. | 2017 |  | B | 56-81-5
glycerol (Rite Aid) | 0,1,0 | L | 0.1 | L | B107 - mol.reag. cabinet | Martinez, Fernandez Robledo | 2017 |  | B | 56-81-5
Glycerol kinase enzyme | 0,0,0 | S | 1000 | units | A101 | BAS | 2014 | ~20mg | A | 9030-66-4
Glycerol-3-phosphate oxidase enzyme | 0,0,0 | S | 100 | units | A101 | BAS | 2014 | ~2mg | A | 9046-28-0
Glycerol-6-phosphate (=glycerophosphate, B-disodium salt hydrate) | 0,0,0 | L | 18 | g | B201 dessicator | Lomas, M | 2017 | Phos. | B | 154804-51-0
Glycerol, 50% | 0,1,0 | L | 0.1 | L | B211 | TArcher | 2017 |  | B | 56-81-5
glycerol, sigma ultra >99% | 0,1,0 | L | 0.1 | L | A211 | Emerson, D. | 2017 | Sigma | A | 56-81-5
Glycerol, UltraPure | 1,1,0 | L | 0.5 | L | A207 | Orcutt, B | 2017 | invitrogen | A | 56-81-5
Glycerophosphate, B-disodium salt | 0,0,0, Xi | S | 50 | g | A112 | NCMA | 2015 | Sigma G-6251 | A | 154804-51-0
Glycerophosphate, beta- disodium salt hydrate | 0,0,0, Xi | S | 60 | g | C205 | Countway, P. | 2015 | Sigma | C | 154804-51-0
Glycerophosphoric Acid (disodium salt) | 0,0,0 | S | 25 | g | A112 | NCMA | 2015 | Baker M781 | A | 154804-51-0
Glycine | 1,0,0 | S | 5 | g | A207 | Orcutt, B | 2014 | Sigma, inherited from Cindy Heil | A | 56-40-6
Glycine | 1,0,0 | S | 1025 | g | A112 | NCMA | 2014 | Sigma G-7126 | A | 56-40-6
Glycine | 1,0,0 | S | 100 | g | C205 | Countway, P. | 2014 | from Bob's Lab | C | 56-40-6
Glycine | 1,0,0 | S | 500 | g | B101 | Burns |  |  | B | 56-40-6
Glycine - 15N | 0,0,0 | S | 0.7 | g | B201 box | Lomas, M | 2014 | Cambridge Isotope Lab, NML-202 | B | 7299-33-4
Glycogen | 1,1,0 | S | 1 | g | B107 - Live fridge | Martinez, Fernandez Robledo | 2014 | Sigma G1767 | B | 9005-79-2
glycogen | 1,1,0 | S | 0 | g | A101 | BAS | 2014 |  | A | 9005-79-2
Glycogen, 1 ml soln | 1,1,0 | L | 0.001 | L | B107- freezer | Martinez, Fernandez Robledo | 2014 |  | B | 9005-79-2
glycogen, D- (from beef liver) | 1,1,0 | S | 5 | g | A205 fridge#1 | SCGC | 2014 |  | A | 9005-79-2
Glycolic acid | *3,0,0 | S | 5 | g | A112 | NCMA | 2015 | Aldrich/Fisher/CalBiochem | A | 79-14-1
Glycylglycine | 2,0,0 | S | 10 | g | A112 | NCMA | 2014 | NBC/Sigma | A | 556-50-3
Glycylglycine | 2,0,0 | S | 10 | g | C205 | Countway, P. | 2014 | from Bob's Lab | C | 556-50-3
GoTaq Flexi and G2 PCR chems | 1,1,0 | L | 0.005 | L | B107 -20freezer | Martinez, Fernandez Robledo | 2015 |  | B | none
GoTaq Green master mix | 0,0,0 | mL | 1.25 | 1.25 | C107 | Price, N. | 2020 |  |  | N/A part # M712B Promega
gramicidin | 1,0,0 | S | 0.2 | g | A201 FACS freezer | FCM | 2014 | Sigma G5127 | A | 1393-88-0
graphite powder | 2,0,0 | S | 250 | g | B211a cabinet | Twining,Matrai,Archer | 2012 |  | B | 7782-42-5
Grease | 2,1,0 | S | 0.41 | L | A009 AHU Room | Facilities | 2014 | Grease Gun | A | 64742-65-0, 64742-52-5
grease, high vacuum silicone | 0,0,0 | S | 149 | g | A211 | Emerson, D. | 2014 | Dow Corning | A | 63148-62-9+7631-86-9+70131-67-8
Great Stuff Spray Insulation | 1,2,0 | L | 0.35 | L | A009 AHU Room | Facilities | *2010 | most recent SDS 3/18 | A | 57029-46-6, 53862-89-8, 9016-87-9, 63449-39-8, 75-28-5, 74-98-6, 115-10-6, 101-68-8, 6425-39-4
GTP solution (Invitrogen MEGA Script T7) | 0,0,0 | L | 0.0005 | L | A205, -20#1 | SCGC | 2019 |  | A | n/a
Guanidine HCl | 2,0,0 | S | 40 | g | A109 | NCMA | 2015 | USB CAS 50-01-1 | A | 50-01-1
Guanidine HCl | 2,0,0 | S | 100 | g | A211 | Emerson, D. | 2015 |  | A | 50-01-1
Guanidine thiocyanate | *4,1,1 | S | 100 | g | A207 | Orcutt, B | 2019 |  | A | 593-84-0
Guanosine triphosphate lithium salt | 2,0,0 | S | 0.025 | g | A211 freezer | Emerson, D. | 2012 |  | A | 85737-04-8
H2/CO2/N2 gas mix |  | G | 1xQ | tank | B004 | Orcutt, B | 2015 |  | B | multiple (1333-74-0, 124-38-9, 7727-37-9) | 5% hydrogen, 15% CO2, 80% N2
HAM F-12 nutrient mixture with L-glutamine (see F-12 nutrient mix) | 0,0,0 | S | 50 | g | B109 - live fridge | Martinez, Fernandez Robledo | ref |  | B | various
Helium gas, HP | *3,0,0 | G | 1xK | tank | B004 | Twining | 2015 |  | B | 7440-59-7 | 108 lb/tank | Y
Helium gas, UHP | *3,0,0 | G | 1xT | tank | B211 | TMatrai,Archer | 2015 |  | B | 7440-59-7 | 130 lb/tank | Y
Helium gas, UHP | *3,0,0 | G | 2xT | tank | B209 | TMatrai,Archer | 2015 |  | B | 7440-59-7 | 130 lb/tank | Y
Helium gas, UHP | *3,0,0 | G | 2xT | tank | B203 | BAS | 2015 |  | B | 7440-59-7 | 130 lb/tank | Y
Helium gas, UHP | *3,0,0 | G | 1xT | tank | C012B | Aeppli, C. | 2015 |  | C | 7440-59-7 | 130 lb/tank | Y
Helium gas, UHP | *3,0,0 | G | 1xT | tank | C201 or A010 | Aeppli, C. | 2015 |  | C | 7440-59-7 | 130 lb/tank | Y
Heparin | 0,0,0 | S | 25,000 USP | units | A201 Chem Shelf | FCM | 2014 |  | A | 9041-08-1
HEPES | 0,0,0 | S | 60 | g | B211 | TArcher | 2014 | multiple containers | B | 7365-45-9
HEPES | 0,0,0 | S | 250 | g | A207 | Orcutt, B | 2014 |  | A | 7365-45-9
HEPES | 0,0,0 | S | 500 | g | B107 | Martinez, Fernandez Robledo | 2020 |  | B | 7365-45-9
HEPES | 0,0,0 | S | 25 | g | B201 | Lomas, M | 2019 | Whitney, L | B | 7365-45-9
HEPES | 0,0,0 | S | 0 | g | A211 | Emerson, D. | 2014 | Sigma | A | 7365-45-9
HEPES | 0,0,0 | S | 100 | g | B101 | Burns | 2014 |  | B | 7365-45-9
HEPES buffer | 0,0,0 | S | 250 | g | B109 | Martinez, Fernandez Robledo | 2014 |  | B | 7365-45-9
Heptamers | 0,0,0 | L | 0.6 | L | A205 -20#2 | SCGC | N/A |  | A | N/A
heptane, n- | *2,3,0 | L | 0.08 | L | A201 Hood | FCM | 2015 |  | A | 142-82-5
heptanesulfonic acid, sodium salt, 1-, monohydrate | 0,0,0 | S | 1250 | g | A101 | BAS | 2014 |  | A | 207300-90-1
HEXACHLOROETHANE | 2,0,0 | S | 0.005 | g | C201 | Aeppli, C. | 2018 |  |  | 67-72-1
Hexacosanoic acid | 0,0,0 | L | 0.025 | L | C201 | Aeppli, C. | 2014 |  | C | 506-46-7
hexadecanal | 2,0,0 | S | 1 | g | C201 | Aeppli, C. | 2014 | vwr | C | 629-80-1
Hexadecane | 0,1,0 | L | 0.5 | L | C201 | Aeppli, C. | 2014 |  | C | 544-76-3
Hexadecane -d34 | *3,1,0 | S | 0.1 | g | C201 | Aeppli, C. | 2013 |  | C | 15716-08-2
Hexadecanol, 1-, analytical std | 0,0,0 | S | 5 | g | C207 | Aeppli, C. | 2014 |  | C | 36653-82-4
hexadecanone, 2- | 0,0,0 | S | 0.25 | g | C201 | Aeppli, C. | 2014 |  | C | 18787-63-8
HexadecylTrimethyl Ammoniumbromide (CTAB) | 2,1,0 | S | 30 | g | B107 - mol.reag. cabinet | Martinez, Fernandez Robledo | 2015 |  | B | 57-09-0
HexadecylTrimethyl Ammoniumbromide (CTAB) | 2,1,0 | S | 50 | g | A211 | Emerson, D. | 2015 | Sigma | A | 57-09-0
HexadecylTrimethyl Ammoniumbromide (CTAB) | 2,1,0 | S | 100 | g | C205 | Countway, P. | 2015 |  | C | 57-09-0
HexadecylTrimethyl Ammoniumbromide (CTAB) 10% soln | 2,1,0 | L | 0.25 | L | B107 - mol.reag. cabinet | Martinez, Fernandez Robledo | 2015 |  | B | 57-09-0
Hexamethyl disilazane, electronic grade 99+% |  | L | 100 | mL | A211 hood | Emerson, D. | 2014 | Alfa Aesar | A | 999-97-3
hexamethyldisilane | *2,3,0 | L | 0.01 | L | A010 Flam cab | Orcutt, B | 2017 |  | A | 1450-14-2
hexamethyldisilazane | *3,3,1 | L | 0.5 | L | A010 Flam cab | Orcutt, B | 2015 | from Heil | A | 999-97-3
Hexamethylenetetramine | 0,1,2 | S | 250 | g | A112 | NCMA | 2018 | Baker N-145-7 | A | 100-97-0
hexanal | *0,3,0 | L | 0.001 | L | C201 | Aeppli, C. | 2015 |  | C | 66-25-1
hexane | *2,3,0 | L | 6 | L | A101 cabinet | BAS | 2013 | Toxic to aquatic life | A | 110-54-3 | report=5,000lb | Y
Hexane | *2,3,0 | L | 16 | L | A010 chem stor | Aeppli, C. | 2013 |  | A | 110-54-3 | report=5,000lb | Y
Hexane | *2,3,0 | L | 4 | L | C201 hood | Aeppli, C. | 2013 |  | C | 110-54-3 | report=5,000lb | Y
Hexanes, mixed isomers, ACS, 98.5% | *2,3,1 Xn Xi | L | 0.5 | L | A010 Flam cab | Orcutt, B | 2018 | Alfa Aesar | A | 92112-69-1 | report=5,000lb | Y
hexanone, 2- | *0,3,0 | L | 0.005 | L | C201 | Aeppli, C. | 2015 |  | C | 591-78-6
Hg Absorb (aka Mercury Absorb) | 1,0,0 | S | 906 | g | A010 Chem Storage | facilities-chem | 2014 |  | A | 7440-66-6+77-92-9 | 95%gran zinc+5% citric acid
High Sensitivity D1000 Reagents for TapeStation | 0,0,0 | L | 0.001 | L | A201 fridge#2 | SCGC | 2015 |  | A | mixtures
HisPur Ni2+-NTA columns | 0,0,0 | L | 0.005 | L | B107 - Live fridge | Martinez, Fernandez Robledo | 2019 | ThermoFisher 88225 | B
Histo-Clear | 1,2,0 | L | 1 | L | C105 | Price, N. | 2015 |  | C | 5989-27-5
HisTrap-FF Crude columns | 0,0,0 | L | 0.002 | L | B107 and B107 - Live Fridge | TArcher, Fernandez Robledo | 2019 | GE Healthcare | B | 29-0486-31
Hoechst 33342 trihydrachloride | 2,0,0 | L | 0.01 | L | B109 - fridge | Martinez, Fernandez Robledo | 2015 |  | B | 23491-52-3
homopropargylglycine, L- (HPG) | 1,0,0 | S | 0.1 | g | A207 freezer | Orcutt, B | 2017 |  | A | none
Horse serum | 0,0,0 | L | 0.5 | L | A105 Walk in 2º C | NCMA | 2014 |  | A | none
Humic acid | 2,0,0 | S | 0.01 | g | C201 fridge | Aeppli, C. | 2013 |  | C | 1415-93-6
humic acid, sodium salt, tech. | 0,0,0 | S | 5 | g | A211 | Emerson, D. | 2014 | Aldrich | A | 68131-04-4
Hybridization Buffer B10 (Ribominus) | 2,0,0 | L | 0.006 | L | A205, shelf | SCGC | 2017 |  | A | 593-84-0 (thiocyanic acid w/guanidine CAS)
Hydrochloric acid (0.25M) | 2,0,0 | L | 4.75 | L | B201 hood | Lomas, M | ref above | Phos | B | 7647-01-0 +water
hydrochloric acid (37%) | *3,0,0 | L | 6 | L | B211a hood cab | T Matrai | 2014 |  | B | 7647-01-0 | report=5,000lb | Y
Hydrochloric acid (37%) | *3,0,0 | L | 0 | L | 211a | Twining | 2014 |  | B | 7647-01-0 | report=5,000lb | Y
hydrochloric acid (37%) | *3,0,0 | L | 5 | L | B205a hood cabinet | Twining | 2014 |  | B | 7647-01-0 | report=5,000lb | Y
Hydrochloric acid (37%) | *3,0,0 | L | 0.5 | L | C101 | Rasher, D. | 2018 |  | C | 7647-01-0 | report=5,000lb | Y
Hydrochloric acid (37%) | *3,0,0 | L | 2.5 | L | A010 Acid cab | Orcutt, B | 2014 |  | A | 7647-01-0 | report=5000lb | Y
Hydrochloric acid (37%) | *3,0,0 | L | 4 | L | A112 | NCMA | 2014 |  | A | 7647-01-0 | report=5,000lb | Y
Hydrochloric acid (37%) | *3,0,0 | L | 0.5 | L | B205a | McManus | 2014 |  | B | 7647-01-0 | report=5,000lb | Y
Hydrochloric acid (37%) | *3,0,0 | L | 0.5 | L | B107 - hood cabinets | Martinez, Fernandez Robledo | 2014 |  | B | 7647-01-0 +water | report=5,000lb | Y
Hydrochloric acid (37%) | *3,0,0 | L | 10 | L | A010 | Lomas, M | 2018 | 37% (cleaning) | A | 7647-01-0 | report=5,000lb | Y
Hydrochloric acid (37%) | *3,0,0 | L | 1.5 | L | B201 hood cabinet | Lomas, M | ref above | 37% (cleaning) | B | 7647-01-0 | report=5,000lb | Y
Hydrochloric acid (37%) | *3,0,0 | L | 2 | L | C105 | Fields, D. | 2014 |  | C | 7647-01-0+7732-18-5 | report=5,000lb | Y
Hydrochloric acid (37%) | *3,0,0 | L | 2.5 | L | A201 Hood | FCM | 2014 |  | A | 7647-01-0 | report=5,000lb | Y
Hydrochloric acid (37%) | *3,0,0 | L | 2.5 | L | A211 | Emerson, D. | 2014 |  | A | 7647-01-0 | report=5,000lb | Y
Hydrochloric acid (37%) | *3,0,0 | L | 1 | L | C205 | Countway, P. | 2014 | Fisher | C | 7647-01-0 | report=5,000lb | Y
Hydrochloric acid (37%) | *3,0,0 | L | 2.5 | L | A101 | BAS | 2014 | Toxic to aquatic life | A | 7647-01-0 | report=5,000lb | Y
Hydrochloric acid (37%) | *3,0,0 | L | 5 | L | B101 + A010 ChemStor | Balch, B. | 2014 | 37% HCl+63%water | B | 7647-01-0 | report=5,000lb | Y
Hydrochloric acid (37%) | *3,0,0 | L | 0.5 | L | C201 hood | Aeppli, C. | 2014 |  | C | 7647-01-0 | report=5,000lb | Y
hydrochloric acid solution (10%) | 2,0,0 | L | 30 | L | B201 sink area | Lomas, M | ref above | wash baths | B | 7647-01-0 +water |  | Y
Hydrochloric acid solution, 10% | 2,0,0 | L | 2.5 | L | B205a hood cabinet | Twining | 2014 |  | B | 7647-01-0 +water | in water
hydrochloric acid solution, 10% | 2,0,0 | L | 1 | L | A205 N sink cpbd | SCGC | 2015 |  | A | 7647-01-0 +water
Hydrochloric acid solution, 10% | 2,0,0 | L | 0.7 | L | A010 (chem storage) | NCMA | 2014 |  | A | 7647-01-0 +water
Hydrochloric acid solution, 10% | 2,0,0 | L | 20 | L | A201 Hood | FCM | 2014 |  | A | 7647-01-0 +water | 4% HCl+96%water
Hydrochloric acid solution, 10% | 2,0,0 | L | 5 | L | B101, Rad | Balch, B. | 2014 |  | B | 7647-01-0 +water
hydrochloric acid solution, 1N | 1,0,1 | L | 1 | L | B101 | Balch, B. | 2014 |  | B | 7647-01-0 +water
hydrochloric acid solution, 2M | 1,0,1 | L | 1 | L | B205a hood cabinet | TArcher | 2014 |  | B | 7647-01-0 +water | in water
hydrochloric acid solution, 2M | 1,0,1 | L | 10 | L | B205a | Twining | 2014 |  | B | 7647-01-0 +water | in water
hydrochloric acid solution, 6N | 2,0,0 | L | 5 | L | A010 | Lomas, M | ref above | Phos & AA | B | 7647-01-0 +water | report=5,000lb
hydrochloric acid solution, 6N | 2,0,0 | L | 0.8 | L | B201 hood cabinet | Lomas, M | ref above | Phos & AA | B | 7647-01-0 +water | report=5,000lb
hydrofluoric acid (50%) | *4,0,0 | L | 0.25 | L | B205a hood cabinet | Twining | 2015 |  | B | 7664-39-3+7732-18-5 | report=100lb
Hydrogen Gas | *0,4,0 | G | 1xQ | tank | A203 | Orcutt, B | 2015 | Maine Oxy | A | 1333-74-0 | 50lb/tank | Y
hydrogen gas (ultra high purity) | *0,4,0 | G | 1xR | tank | A203 | Emerson, D. | 2015 | Maine Oxy | A | 1333-74-0 | 8 lb tank | Y
Hydrogen gas generator (max 300 mL/min) | *0,4,0 | G | generator |  | C012B | Aeppli, C. | 2015 |  | C | 1333-74-0
hydrogen peroxide, 30% sol | *3,0,3; Xi | L | 0.2 | L | B205a hood cabinet | Twining | 2015 |  | B | 7722-84-1+7732-18-5 | with water
hydrogen peroxide, 30% sol | *3,0,3 | L | 1.5 | L | B209 fridge | Twining,Matrai,Archer | 2015 |  | B | 7722-84-1+7732-18-5
hydrogen peroxide, 30% sol | *3,0,3; Xi | L | 0.1 | L | A211 fridge | Emerson, D. | 2015 | EMS | A | 7722-84-1+7732-18-5
hydrogen peroxide, 30% sol | *3,0,3 ox | L | 0.1 | L | B101 | Burns |  |  | B | 7722-84-1+7732-18-5
hydrogen peroxide, 30% sol | *3,0,3 ox | L | 0.1 | L | C201 fridge | Aeppli, C. | 2015 |  | C | 7722-84-1+7732-18-5
Hydroxy-3,7-dimethyl octanal, 7- (aka hydroxycitronellal) | 2,0,0 | L | 10 | g | C201 | Aeppli, C. | 2015 |  | C | 107-75-5
Hydroxyacetophenone, 4- | 1,0,0 | S | 5 | g | C201 | Aeppli, C. | 2014 |  | C | 99-93-4
Hydroxybenzaldehyde, 4- | 2,0,0 | S | 50 | g | C201 | Aeppli, C. | 2014 |  | C | 123-08-0
Hydroxybenzoic acid, 4- | 2,0,0 | S | 100 | g | C201 | Aeppli, C. | 2014 |  | C | 99-96-7
Hydroxyfluorene (9-) | 0,0,0 | S | 5 | g | C201 | Aeppli, C. | 2017 |  | C | 1689-64-1
hydroxylamine hydrochloride | 2,0,1 | S | 25 | g | B211a cabinet | Twining,Matrai,Archer | 2015 |  | B | 5470-11-1
hydroxylamine hydrochloride | 2,0,1 | S | 500 | g | A211 | Emerson, D. | 2015 | Sigma | A | 5470-11-1
Hydroxyoctanoic Acid (2-) | 2,0,0 | S | 1 | g | C201 | Aeppli, C. | 2014 |  | C | 617-73-2 diff CAS for same chem
hydroxyphenylacetic acid | 2,0,0 | S | 5 | g | C201 | Aeppli, C. | 2014 |  | C | 156-38-7
hydroxyquinoline, 8- | 1,0,0 | S | 40 | g | B211a cabinet | Twining,Matrai,Archer | 2014 |  | B | 148-24-3
Hygromycin B | 4,0,0 | S | 1 | g | B101 | Burns |  |  | B | 31282-04-9
Hypure Molecular Biology Grade Water (Nuclease free) | 0,0,0 | L | 100 | ml | B107 | Martinez, Fernandez Robledo | 2015 |  | B | 7732-18-5
IDT Prime Time Gene Expression Master Mix | 0,0,0 | L | 0.3 | L | B107 | Martinez, Fernandez Robledo | 2015 |  | B | none listed
illustra GFX PCR DNA and Gel Band Purification Kit | 2,0,0 | L | 50 rxns | kit | B107 | Martinez, Fernandez Robledo | *2011 | most recent SDS 3/18 | B | various
illustra single cell genomi phi kit Amplification Mix | 0,0,0 | L | 0.025 | L | B107 - freezer | Martinez, Fernandez Robledo | 2016 |  | B | none listed
illustra single cell genomi phi kit DTT | 2,0,0 | L | 0.001 | L | B107 - freezer | Martinez, Fernandez Robledo | 2016 |  | B | none listed
illustra single cell genomi phi kit Enzyme mix | 2,0,0 | L | 0.025 | L | B107 - freezer | Martinez, Fernandez Robledo | 2016 |  | B | none listed
illustra single cell genomi phi kit Reaction buffer | 0,0,0 | L | 0.025 | L | B107 - freezer | Martinez, Fernandez Robledo | 2016 |  | B | 7647-01-0 (HCl)
illustra tissue and cells Genomic Prep minispin kit | 2,0,0 | L | 50 rxns | kit | B107 | Martinez, Fernandez Robledo | *2011 | most recent SDS 3/18 | B | various
Imidazole | *3,1,0 | S | 50 | g | B107 | Martinez, Fernandez Robledo | 2014 | VWR- MFCD00005183 | B | 288-32-4
Immersion oil | 2,0,0 | L | 56.6 | g | A110 metal drawers | NCMA | 2014 |  | A | 8042-47-5+61788-32-7+9003-29-6+68956-74-1+26140-60-3
Immersion Oil, Cargille Type FF | 2,0,0 | L | 0.03 | L | A207 fridge | Orcutt, B | 2014 | Cargille | A | 8042-47-5+61788-32-7+9003-29-6+68956-74-1+26140-60-3
immersion oil, Citifluor AF-87 | 0,0,0 | L | 0.025 | L | A207 fridge | Orcutt, B | 2013 |  | A | 8042-47-5+61788-32-7+9003-29-6+68956-74-1+26140-60-3
immersion oil, type FF | 2,0,0 | L | 0.05 | L | A211 | Emerson, D. | 2014 |  | A | trade secret (mixed phthalate esthers)
indole-3-acetic acid (auxin) |  | S | 5 | g | B101 | Burns |  |  | B | 6505-45-9
Indoleacetic acid (3-) | 0,0,0 | S | 5 | g | A110 fridge | NCMA | 2014 |  | A | 87-51-4 | in binders
Instant Ocean (see sodium chloride) | 0,0,0 | S | 500 | g | A211 | Emerson, D. | ref |  | A | 7647-14-5, 7487-88-9, 7786-30-3, 10043-52-4, 7447-40-7, rest trade secret
iodine | 2,0,0 | S | 50 | g | B211a cabinet | Twining, Matrai, Archer | 2014 |  | B | 7553-56-2
iodine | 2,0,0 | S | 125 | g | C205 | Countway, P. | 2014 |  | C | 7553-56-2
Iodine solution | 0,0,0 | L | 0.5 | L | C105 | Price, N. | 2018 |  | C | 7681-11-0, 7553-56-2,+ water
iodine stain, gram (in gram staining kit) (see Lugol's) | 2,0,0 | L | 0.5 | L | A211 | Emerson, D. | ref | Harleco | A | 7553-56-2+7732-18-5
iodoacetamido fluorescein | 0,0,0 | S | 0.1 | g | A201 FACS freezer | FCM | 2014 |  | A | 63368-54-7
iodoacetamido tetramethyl fluorescein | 2,0,0 | S | 0.1 | g | A201 FACS freezer | FCM | 2014 |  | A | 25713-24-0
Iodoacetic acid | *3,0,0 | S | 10 | g | A211 freezer | Emerson, D. | 2014 |  | A | 64-69-7
Iodoform | 2,0,1 | S | 5 | g | B211a flam cabinet | Archer | 2020 |  | B | 109452-5G aldirch
Iodomethane (12C) | *4,0,0 | S | 5 | g | B211 | TArcher | 2014 |  | B | 74-88-4
Iodomethane (13C) | *4,0,0 | S | 1 | g | B209 fridge | TArcher | 2014 |  | B | 4227-95-6
iodonitrotetrazolium formazan | 2,0,0 | S | 1 | g | A201 Chem Shelf | FCM | 2014 | polysciences 146-68-9 | A | 7781-49-9
IPTG (aka Isopropyl-beta-D- thiogalactopyranoside) | 2,0,0 | S | 1 | g | B107 - freezer | Martinez, Fernandez Robledo | 2015 |  | B | 367-93-1
irgalan black (aka Acid Black 107) | 0,0,0 | S | 20 | g | A201 Chem Shelf | FCM | 2014 |  | A | 12218-96-1
Irgasan (Triclosan) | 2,0,0 | S | 5 | g | B109 | Martinez, Fernandez Robledo | 2012 |  | B | 3380-34-5
Iron (II) chloride tetrahydrate (ferrous chloride) | *3,0,0 | S | 225 | g | A211 fridge | Emerson, D. | 2015 | Sigma | A | 13478-10-9
Iron (II) sulfate heptahydrate (aka Ferrous sulfate (rock)) | 0,0,0 | S | 250 | g | C205 | Countway, P. | 2018 | from Bob's Lab | C | 7782-63-0 | report=1,000lb
Iron (II) sulfate heptahydrate (ferrous sulfate) | 2,0,0 | S | 5 | g | A207 | Orcutt, B | 2016 | sigma | A | 7782-63-0 | report=1,000lb
Iron (II) sulfate heptahydrate (ferrous sulfate) | 0,0,0 | S | 250 | g | A112 | NCMA | 2018 |  | A | 7782-63-0 | report=1,000lb
Iron (II) sulfate heptahydrate (ferrous sulfate) | 0,0,0 | S | 0 | g | A211 | Emerson, D. | 2018 | Sigma | A | 7782-63-0 | report=1,000lb
Iron (II) sulfate heptahydrate (ferrous sulfate) | 0,0,0 | S | 5 | g | C205 | Countway, P. | 2018 | from Bob's Lab | C | 7782-63-0 | report=1,000lb
iron (III) chloride hexahydrate (ferric chloride) | 2,0,0 | S | ref | g | ref | NCMA | 2016 | Sigma | A | 10025-77-1 | report=1,000lb
iron (III) chloride hexahydrate (ferric chloride) | 2,0,0 | S | 200 | g | A211 fridge | Emerson, D. | 2016 | Sigma | A | 10025-77-1 | report=1,000lb
Iron (III) nitrate nonahydrate (aka ferrous nitrate) | 2,0,1 ox | S | 100 | g | A211 fridge | Emerson, D. | 2012 | Sigma | A | 7782-61-8
Iron powder | 0,2,2 | S | 10 | g | C205 | Countway, P. | 2014 | from Bob's Lab | C | 7439-89-6
Iron powder | 0,2,2 | S | 100 | g | C201 | Aeppli, C. | 2014 |  | C | 7439-89-6
iron powder (200 mesh) | 0,2,2 | S | 250 | g | A211 | Emerson, D. | 2014 | Alfa Aesar | A | 7439-89-6
iron powder (325 mesh) | 0,2,2 | S | 230 | g | A211 | Emerson, D. | 2014 | Alfa Aesar | A | 7439-89-6
iron powder, coarse | 0,2,2 | S | 500 | g | A211 | Emerson, D. | 2014 | AquaSolutions | A | 7439-89-6
Iron powder, reduced | 0,2,2 | S | 450 | g | A112 | NCMA | 2014 | Mallinckrodt | A | 7439-89-6
iScript RT Supermix | 0,0,0, Xi | L | 0.002 | L | C205 | Countway, P. | 2015 | BioRad | C | no CAS#
iScript select cDNA synthesis kit | 0,0,0, Xi | L | 0.002 | L | C205 | Countway, P. | 2015 | BioRad | C | no CAS#
iso-octane (aka trimethylpentane, 2,2,4-) | *2,3,0 | L | 1 | L | C201 hood | Aeppli, C. | 2015 |  | C | 540-84-1 | report 1,000lb
Isobutyl chloroformate | 3,3,0 | L | 0.025 | L | B211a flam cab | TArcher | 2015 |  | B | 543-27-1
isobutyl-1-methyl xanthine, 3- | 2,0,0 | S | 0.1 | g | A201 FACS freezer | FCM | 2014 |  | A | 28822-58-4
isonicotinic acid, 99% | 2,0,0 | S | 5 | g | A211 | Emerson, D. | 2014 | Aldrich | A | 55-22-1
ISOPAR M FLUID | 1,1,0 | L | 1 | L | C201 | Aeppli,C | 2019 |  | C | 64742-47-8 | SDS says ICP solvent
isopropanol (=2-propanol, isopropyl alcohol) | *2,3,0 | L | 1.5 | L | B211a flam cab | Twining,Matrai,Archer | 2015 |  | B | 67-63-0 | no RQ | Y
isopropanol (=2-propanol, isopropyl alcohol) | *2,3,0 | L | 0.5 | L | A205, organic cpbd | SCGC | 2015 |  | A | 67-63-0 | no RQ | Y
isopropanol (=2-propanol, isopropyl alcohol) | *2,3,0 | L | 1.2 | L | A010 (chem storage) | NCMA | 2015 |  | A | 67-63-0 | no RQ | Y
isopropanol (=2-propanol, isopropyl alcohol) | *2,3,0 | L | 2 | L | B107 - hood cabinets | Martinez, Fernandez Robledo | 2015 | sigma I9516 | B | 67-63-0 | no RQ | Y
isopropanol (=2-propanol, isopropyl alcohol) | *2,3,0 | L | 2 | L | B107 /A010 | Martinez, Fernandez Robledo | 2015 | -20 JFR | B | 67-63-0 | no RQ | Y
isopropanol (=2-propanol, isopropyl alcohol) | *2,3,0 | L | 1 | L | C105 | Fields, D. | 2015 |  | C | 67-63-0 | no RQ | Y
isopropanol (=2-propanol, isopropyl alcohol) | *2,3,0 | L | 2 | L | A010 Flamm Cab | FCM | 2015 |  | A | 67-63-0 | no RQ | Y
isopropanol (=2-propanol, isopropyl alcohol) | *2,3,0 | L | 0.5 | L | A211 hood | Emerson, D. | 2015 | sigma | A | 67-63-0 | no RQ | Y
isopropanol (=2-propanol, isopropyl alcohol) | *2,3,0 | L | 0.1 | L | C205 | Countway, P. | 2015 |  | C | 67-63-0 | no RQ | Y
isopropanol (=2-propanol, isopropyl alcohol) | *2,3,0 | L | 5.2 | L | A101 flam cabinet | BAS | 2015 |  | A | 67-63-0 | no RQ | Y
isopropanol (=2-propanol, isopropyl alcohol) | *2,3,0 | L | 0 |  | A010 chem stor | BAS | 2015 |  | A | 67-63-0 | no RQ | Y
isopropanol (=2-propanol, isopropyl alcohol) | *2,3,0 | L | 1 | L | C201 | Aeppli, C. | 2015 |  | C | 67-63-0 | no RQ | Y
Isopropanol, Molecular Biology Grade | *2,3,0 | L | 0.5 | L | A207 fridge | Orcutt, B | 2015 | Fisher | A | 67-63-0 | no RQ | Y
Isopropyl alchohol 91% | 1,3,0 | L | 1 | L | c101 | Rasher, D | 2015 |  | C | 67-63-0 |  |  | off the shelf drugstore variety
isopropyl B D thiogalactoside (see IPTG) | 0,0,0 | S | 1 | g | A205 fridge #1 | SCGC | ref |  | A | 367-93-1
isothiocyanatophenyl-4-methyl-7diethylamino coumarin (see Diethylamino isothiocyanatophenyl methyl coumarin(CPM)) | 0,0,0 | S | 0.1 | g | A201 FACS freezer | FCM | ref |  | A | ref
Isoton II Diluent | 1,0,0 | L | 40 | L | A205, shelf + fridge #1 | SCGC | 2015 |  | A | non-haz proprietary
J-B Weld | 2,1,1 | L | 300 | g | C105 | Fields, D. | *2009 | most recent SDS 3/17 | C | mixture
Kanamycin sulfate | 1,0,0 | S | 100 | g | A207 | Orcutt, B | 2015 |  | A | 25389-94-0
kanamycin sulfate | 0,0,0 | S | 1 | g | A105 Walk in 2º C | NCMA | 2015 |  | A | 25389-94-0
Kanamycin sulfate | 0,0,0 | S | 5 | g | B107 - mol.reag. cabinet | Martinez, Fernandez Robledo | 2015 |  | B | 25389-94-0
kanamycin sulfate | 0,0,0 | S | 25 | g | A211 fridge | Emerson, D. | 2015 |  | B | 25389-94-0
kanamycin sulfate | 0,0,0 | S | 5 | g | C205 | Countway, P. | 2015 |  | C | 25389-94-0
Kanamycin sulfate | 0,0,0 | S | 1 | g | B101 | Burns |  |  | B | 25389-94-0
KAPA 1st strand synthesis buffer | n/a | L | 0.264 | L | A205, -20#1 | SCGC | 2016 |  | A | n/a
KAPA 2nd strand marking buffer | n/a | L | 0.75 | L | A205, -20#1 | SCGC | 2015 |  | A | n/a
KAPA 2nd strand synthesis enzyme mix | n/a | L | 0.05 | L | A205, -20#1 | SCGC | 2015 |  | A | n/a
KAPA A-tailing buffer 10x | n/a | L | 0.08 | L | A205, -20#1 | SCGC | 2015 |  | A | n/a
KAPA A-tailing enzyme | n/a | L | 0.08 | L | A205, -20#1 | SCGC | 2016 |  | A | n/a
KAPA DNA ligase | n/a | L | 0.135 | L | A205, -20#1 | SCGC | 2016 |  | A | n/a
KAPA fragment, prime and elute buffer (2x) | n/a | L | 0.264 | L | A205, -20#1 | SCGC | 2016 |  | A | n/a
KAPA HiFi HotStart ReadyMix (2x) | 2,0,0 | L | 0.69 | L | A205, -20#1 | SCGC | 2016 |  | A | 75-57-0 & 200-880-8 (1-10% ea)
KAPA library amplification primer premix (10x) | n/a | L | 0.138 | L | A205, -20#1 | SCGC | 2016 |  | A | n/a
KAPA ligation buffer 5x | n/a | L | 0.38 | L | A205, -20#1 | SCGC | 2016 |  | A | n/a
KAPA Pure beads | 0,0,0 | L | 0.003 | L | A205, fridge #1, A201, frige #4 | SCGC | 2016 |  | A | n/a
KBB buffer, 10x (aka Tris-TAPS EDTA buffer, Blue Pippin) | 0,0,0 | L | 1 | L | A201 fridge#2 | SCGC | 2018 | Blue Pippin | A | mixture
L-[35S]-DMSP (see DMSP, L-[35S]-) | 0,0,0 |  | ref |  | Rad lab fridge | Twining,Matrai,Archer | ref | * MSDS is for Methionine, L-[35S]- | B | ref
L-Amino Acid Oxidase (see Amino Acid Oxidase, L-) | *4,0,0 | L | ref |  | Rad lab fume hood | Twining,Matrai,Archer | ref |  | B | 9000-89-9
lactic acid solution, 85% in water | 2,1,0 | L | 100 | g | A207 fridge | Orcutt, B | 2016 | sigma | A | 598-82-3+water
Lactic acid, DL- | 2,1,0 | L | 0.5 | L | A109 shelves | NCMA | 2013 | Sigma, L-1250 | A | 598-82-3
Lactophenol Blue | *3,0,0 | L | 0.015 | L | C106 | Price, N. | 2016 |  | C | 56-81-5+108-95-2+138-22-7 | Glycerin+Phenol+Lactic acid
Ladder, CHEF DNA size standards 8-48kb ladder | 0,0,0 | L | 0.001 | L | B107 - Live fridge | Martinez, Fernandez Robledo | 2015 |  | B | 7732-18-5
Ladder, DNA, GeneRuler 1KB plus | 0,0,0 | L | 0.001 | L | B107 | Martinez, Fernandez Robledo | 2016 |  | B | none listed
Ladder, Lonza FlashGel DNA quantiLadder 100-1500bp | 0,0,0 | L | 0.001 | L | B107 - Live fridge | Martinez, Fernandez Robledo | 2018 |  | B | 56-81-5, 60-00-4
ladder, New England Biolabs 1kb DNA ladder | 0,0,0 | L | 0.0005 | L | B107 - Live fridge | Martinez, Fernandez Robledo | 2016 | NEB N3232 | B | 7647-14-5, 7786-30-3
ladder, Phenix Research DNA ladder, 100-1000bp | 0,0,0 | L | 0.0005 | L | B107 - Live fridge | Martinez, Fernandez Robledo | 2016 |  | B | none listed
Lambda DNA/Hindlll Marker, Finnzymes | 0,0,0 | L | 0.001 | L | B107 - Live fridge | Martinez, Fernandez Robledo | 2013 |  | B | none listed
lauric aldehyde | 2,1,0 | L | 0.001 | L | C201 | Aeppli, C. | 2014 |  | C | 112-54-9
Lauroyl-sarcosine, N- | *4,1,0 | S | 50 | g | A207 - fridge | Orcutt, B | 2019 |  | A | 137-16-6
Lauroyl-sarcosine, N- | *4,1,0 | S | 50 | g | A112 | NCMA | 2014 |  | A | 137-16-6
Lauryl Sulfate (see sodium dodecyl sulfate) | 2,3,3 | S | 300 | g | A112 | NCMA | ref |  | A | 151-21-3
LB-Broth (Miller) | 0,0,0 | S | 1000 | g | B107 | TArcher, Fernandez Robledo | 2019 | MKCJ9452 | B
lead nitrate | 2,0,2 ox | S | 40 | g | B211a cabinet | Twining,Matrai,Archer | 2013 |  | B | 10099-74-8 | report=10lb | Y
Lead Nitrate | 2,0,2 ox | S | 100 | g | B107 - hood cabinets | Martinez, Fernandez Robledo | 2013 | SPI CAS #10099-74-8 | B | 10099-74-8 | report=10lb | Y
Leucine enkephalin acetate salt | 0,0,0 | S | 0.02 | g | A101 freezer | BAS | 2015 |  | A | 60117-24-0
Leucine, L - 15N | 0,0,0 | S | 0.05 | g | B201 box | Lomas, M | 2014 | Cambridge Isotope Lab, NML-142 | B | 59935-31-8
Leucine, L- | 0,0,0 | S | 20 | g | A201 Chem Shelf | FCM | 2015 |  | A | 61-90-5
leucoberbelin blue | *3,0,0 | S | 0.05 | g | A211 | Emerson, D. | 2014 | Aldrich | A | 52748-86-4
LifeGuard Solution | 0,0,0 | L | 0.1 | L | A207 | Orcutt, B | 2015 | MoBio | A | proprietary
Light mineral oil (Sigma-Aldrich, 330779-1L | 0,0,0 | L | 1 | L | A201 | SCGC | 2020 |  | A | 8042-47-5
Lighter Fluid | 1,2,0 | L | 1 | L | A016 loading bay | Facilities | 2015 |  | A | 64742-47-8
Lignoceric acid | 0,0,0 | S | 0.1 | g | C201 | Aeppli, C. | 2016 |  | C | 557-59-5
LINDANE (hexachlorocyclohexane y-1,2,3,4,5,6-) | 2,0,0 | S | 5.5 | g | C201 | Aeppli, C. | 2016 |  |  | 58-89-9 | in binders
Lipid mixture 1000X, BioRegent | *2,3,0 | L | 0.1 | L | B109 - fridge | Martinez, Fernandez Robledo | 2015 | sigma L5146 | B | 64-17-5
Lipofectamine LTX Reagent® with Plus Reagent® | 0,0,0 | L | 5e-05 | L | B107 - freezer | Martinez, Fernandez Robledo | 2017 |  | B | none listed
Lipoic acid, alpha- | 0,0,0 | S | 0.5 | g | A109 refrigerator | NCMA | 2012 |  | A | 1077-28-7
Liquid Graphite | *2,4,0 | L | 0.1 | L | A009 AHU Room | Facilities | 2015 |  | A | 426260-76-6, 67-63-0, 106-97-8, 142-82-5, 74-98-8, 142-82-5, 74-,98-6, 108-88-3
Liquinox | 1,0,0 | L | 1 | L | A201 Under sink | FCM | 2011 |  | A | none
lithium bromide | 2,0,0 | S | 20 | g | B211a cabinet | Twining,Matrai,Archer | 2012 |  | B | 7550-35-8
Lithium chloride | 2,0,0 | S | 250 | g | A112 | NCMA | 2014 | Baker 2370 | A | 7447-41-8
Lithium chloride preceptiation solution (Invitrogen MEGA Script T7) | 1,0,0 | L | 0.0005 | L | A205, -20#1 | SCGC | 2020 |  | A | 7447-41-8
Lithium phenyl-2,4,6-trimethylbenzoylphosphinate (Sigma-Aldrich, 900889-1G) | 0,0,0 | S | 1 | g | A201 fridge #4 | SCGC | 2019 |  | A | 85073-19-4 | in SDS binders
loading dye, Dcode 2X Gel loading dye | 0,1,0 | L | 0.001 | L | B109 | Martinez, Fernandez Robledo | 2015 |  | B | 56-81-5, 7732-18-5, ++
loading dye, EvaGreen, 20x in water | 0,1,0 | L | 0.001 | L | B107 - Live fridge | Martinez, Fernandez Robledo | 2017 |  | B | 7732-18-5
loading dye, EZ-Vision Three DNA dye in loading buffer | 0,1,0 | L | 0.001 | L | B107 | Martinez, Fernandez Robledo | 2017 |  | B | 28718-90-3
loading dye, Lonza FlashGel loading dye | 0,1,0 | L | 0.005 | L | B107 - Live fridge | Martinez, Fernandez Robledo | 2018 |  | B | 565-81-5
loading dye, New England Biolabs Gel loading dye | 0,1,0 | L | 0.0005 | L | B107 - Live fridge | Martinez, Fernandez Robledo | 2017 | NEB B7025 | B | 127-08-2
LR white embedding resin | 2,0,0 | S | 500 | g | C105 | Price, N. | 2015 |  | C | mixture
lucifer yellow | 0,0,0 | S | 0.025 | g | A201 FACS freezer | FCM | 2014 |  | A | 71206-95-6
luciferase | 2,0,0 | S | 1 | g | A201 FACS freezer | FCM | 2014 |  | A | 61970-00-1
Lugol's iodine solution | 0,0,0 | L | 0.76 | L | B211a hood cabinet | TArcher | 2014 |  | B | 7732-18-5+7553-56-2+7681-11-0 | 98%water+1%iodine+1%potassium iodide
Lugol's iodine solution | 0,0,0 | L | 0.1 | L | B205 | Twining | 2014 |  | B | 7732-18-5+7553-56-2+7681-11-0 | 98%water+1%iodine+1%potassium iodide
Lugol's iodine solution | 0,0,0 | L | 1 | L | A112 under sink | NCMA | 2014 | Sigma-62650, refill | A | 7732-18-5+7553-56-2+7681-11-0 | 98%water+1%iodine+1%potassium iodide
Lugol's iodine solution | 0,0,0 | L | 0.25 | L | B109 | Martinez, Fernandez Robledo | 2014 |  | B | 7732-18-5+7553-56-2+7681-11-0
Lugol's iodine solution | 0,0,0 | L | 0.5 | L | A201 Hood | FCM | 2014 |  | A | 7732-18-5+7553-56-2+7681-11-0 | 98%water+1%iodine+1%potassium iodide
luminol sodium salt | 0,0,0 | S | 20 | g | B211a cabinet | Twining,Matrai,Archer | 2013 |  | B | 20666-12-0
luminol sodium salt | 0,0,0 | S | 2.5 | g | B101 | Burns |  |  | B | 20666-12-0
Lyse-N-Go | 0,0,0 | L | 0.1 | L | B107 | Martinez, Fernandez Robledo | *1999 | most recent SDS 3/17 | B | Proprietary | no longer made
Lyse-N-Go reagent | 0,0,0 | L | 0.02 | L | C205 | Countway, P. | *1999 | most recent SDS 3/17 | A | Proprietary | no longer made
Lysine, DL - | 0,0,0 | S | 10 | g | A112 | NCMA | 2014 | Sigma L-6001 | A | 7274-88-6
lysine, L- (monohydrochloride) | 0,0,0 | L | 1 | g | A201 FACS freezer | FCM | 2015 |  | A | 657-27-2
Lysosensor Blue DN167 | 1,2,0 | L | 0.0007 | L | A201 FACS freezer | FCM | 2015 |  | A | no valid CAS
LysoSensor Yellow/Blue DND-160 | 2,2,0 | L | 0.001 | L | A201 FACS freezer | FCM | 2013 | in DMSO | A | no valid CAS + 67-68-5
LysoSensor yellow/blue DND-160 in DMSO | 1,2,0 | L | 0.0007 | L | B201 freezer | Lomas, M | 2013 | Baer, S. | B | no valid CAS | Invitrogen
LysoTracker Green DND-26 | 1,2,0 | L | 0.001 | L | B107 | Martinez, Fernandez Robledo | 2015 |  | B | 67-68-5
LysoTracker Green DND-26 | 1,2,0 | L | 0.001 | L | A201 FACS freezer | FCM | 2015 | Molecular Probes | A | no valid CAS
lysozyme | 0,0,0 | S | 6 | g | A201 FACS freezer | FCM | 2015 | Sigma L6876 | A | 12650-88-3
lysozyme (from chicken eggwhite) | 0,0,0 | S | 1 | g | A205 -20#1 | SCGC | 2015 |  | A | 12650-88-3
lysozyme (from chicken eggwhite) | 0,0,0 | S | 0.05 | g | A207 freezer | Orcutt, B | 2015 | Amresco | A | 12650-88-3
lysozyme (from chicken eggwhite) | 0,0,0 | S | 1 | g | B107 - Freezer | Martinez, Fernandez Robledo | 2015 |  | B | 12650-88-3 | 98%water+1%iodine+1%potassium iodide
lysozyme (from chicken eggwhite) | 0,0,0 | S | 1.6 | g | A211 (some in freezer) | Emerson, D. | 2015 | Sigma | A | 12650-88-3
M13 DNA extraction kit (see Qiagen components) | 2,2,0 Xi | L | 50 | each | B107 | Martinez, Fernandez Robledo | ref |  | B | none
MagJet RNA extraction kit | 2,0,0, Xn | L | 0.002 | L | C205 | Countway, P. | 2013 | Thermo-Fisher | C | 50-01-1, 540-72-7, 593-84-0 | Reacts with acids to make toxic gas
Magnesium carbonate | 0,0,0 | S | 56.25 | g | A112 | NCMA | 2014 | Fisher/Allied Chem | A | 23389-33-5
magnesium carbonate | 0,0,0 | S | 10 | g | C105 | Fields, D. | 2014 |  | C | 23389-33-5
Magnesium chloride | 1,0,0 | S | 20 | g | A112 | NCMA | 2015 |  | A | 7786-30-3
magnesium chloride hexahydrate (6H2O) | 0,0,0 | S | 1000 | g | B211a cabinet | Twining,Matrai,Archer | 2014 |  | B | 7791-18-6
magnesium chloride hexahydrate (6H2O) | 0,0,0 | S | 500 | g | A207 | Orcutt, B | 2014 | Amresco | A | 7791-18-6
magnesium chloride hexahydrate (6H2O) | 0,0,0 | S | 600 | g | A112 | NCMA | 2014 | Sigma | A | 7791-18-6
magnesium chloride hexahydrate (6H2O) | 0,0,0 | S | 1050 | g | B201 | Lomas, M | 2018 | Whitney, L | B | 7791-18-6
magnesium chloride hexahydrate (6H2O) | 0,0,0 | S | 500 | g | A211 | Emerson, D. | 2014 |  | A | 7791-18-6
magnesium chloride hexahydrate (6H2O) | 0,0,0 | S | 500 | g | B101 | Balch, B. | 2014 |  | B | 7791-18-6
magnesium chloride hexahydrate (6H2O) | 0,0,0 | S | 100 | g | C201 | Aeppli, C. | 2014 |  | C | 7791-18-6
magnesium chloride solution 1M for PCR | 0,0,0 | L | 0.01 | L | A205, N sink cpbd | SCGC | 2014 | in 0.5ml tubes | A | 7786-30-3+water
Magnesium chloride solution, 100 mM | 0,0,0 | L | 0.1 | L | B107 - mol.reag. cabinet | Martinez, Fernandez Robledo | 2014 |  | B | 7786-30-3+water
magnesium hydroxide | 2,0,0 | S | 500 | g | B201 | Lomas, M | 2017 |  | B | 1309-42-8
magnesium perchlorate | 2,0,2 Ox | S | 2000 | g | B211a cabinet | Twining,Matrai,Archer | 2012 |  | B | 10034-81-8
magnesium perchlorate anhydrous | 2,0,2 Ox | S | 110 | g | A101 | BAS | 2012 |  | A | 10034-81-8
Magnesium sulfate | 0,0,0 | S | 500 | g | B109 | Martinez, Fernandez Robledo | 2018 |  | B | 7487-88-9
Magnesium Sulfate heptahydrate | 0,0,0, Xi | S | 250 | g | B101 | Burns | 2014 |  | B | 10034-99-8
Magnesium sulfate heptahydrate (7H2O) | 0,0,0, Xi | S | 600 | g | B211a cabinet | Twining,Matrai,Archer | 2014 |  | B | 10034-99-8
Magnesium sulfate heptahydrate (7H2O) | 0,0,0, Xi | S | 25000 | g | A109 | NCMA | 2018 | Sigma/Baker | A | 10034-99-8
Magnesium sulfate heptahydrate (7H2O) | 0,0,0, Xi | S | 500 | g | A112 | NCMA | 2018 | Sigma/Baker | A | 10034-99-8
Magnesium sulfate heptahydrate (7H2O) | 0,0,0, Xi | S | 500 | g | B105 | Martinez, Fernandez Robledo | 2014 |  | B | 10034-99-8
Magnesium sulfate heptahydrate (7H2O) | 0,0,0, Xi | S | 200 | g | B201 | Lomas, M | 2018 | Whitney, L | B | 10034-99-8
Magnesium sulfate heptahydrate (7H2O) | 0,0,0, Xi | S | 500 | g | A201 Chem Shelf | FCM | 2014 |  | A | 10034-99-8
Magnesium sulfate heptahydrate (7H2O) | 0,0,0, Xi | S | 1000 | g | C205 | Countway, P. | 2014 | Sigma | C | 10034-99-9
Magnesium sulfate heptahydrate (7H2O) | 0,0,0 Xi | S | 500 | g | B101 | Balch, B. | 2014 |  | B | 10034-99-8
Magnesium Sulfate, anhydrous | 0,0,0 Xi | S | 60 | g | B201 | Lomas, M | 2018 | POP analysis | B | 7487-88-9
magnesium sulfate, anhydrous | 0,0,0 Xi | S | 5 | g | A211 | Emerson, D. | 2018 |  | A | 7487-88-9
malachite green (oxalate) | 2,1,0 | S | 25 | g | A211 | Emerson, D. | 2012 |  | A | 123333-61-9
Maleic Acid sodium salt | 2,0,0 | S | 10 | g | A211 | Emerson, D. | 2016 | Sigma? | A | 110-16-7 | report=5,000lb
maleimidiphenyl-4-methyl-7-diethylamine coumarin, 3-4- (aka D346) | 0,0,0 | S | 0.05 | g | A201 FACS freezer | FCM | 2012 |  | A | none assigned
malic acid, -D L | 2,0,0 | S | 100 | g | A205 S sink cpbd | SCGC | 2015 |  | A | 6915-15-7
malic acid, -D L | 2,0,0 | S | 100 | g | A211 | Emerson, D. | 2015 | Aldrich | A | 6915-15-7
Malt extract | 0,0,0 | S | 1000 | g | A112 | NCMA | 2012 | Sigma M-0383 | A | 8002-48-0
Malt extract | 0,0,0 | S | 500 | g | B109 | Martinez, Fernandez Robledo | 2012 |  | B | 8002-48-0
Malt extract | 0,0,0 | S | 100 | g | A201 Chem Shelf | FCM | 2012 |  | A | 8002-48-0
malt extract | 0,0,0 | S | 100 | g | B101, B103 refr | Balch, B. | 2012 |  | B | 8002-48-0
Manganese (II) carbonate hydrate | 0,0,0 | S | 250 | g | A211 | Emerson, D. | 2015 | Sigma | A | 34156-69-9 | no RQ
manganese (II) chloride tetrahydrate (aka manganous chlorate, 4, hydroxate) | 1,0,0 | S | 450 | g | A211 | Emerson, D. | 2017 |  | A | 13446-34-9 | no RQ | Y
Manganese (II) chloride tetrahydrate (manganous) | 1,0,0 | S | 120 | g | B205 | Twining | 2017 |  | B | 13446-34-9 | no RQ | Y
Manganese (II) chloride tetrahydrate (manganous) | 1,0,0 | S | 500 | g | A112 | NCMA | 2017 | Sigma 221279 | A | 13446-34-9 | no RQ | Y
Manganese (II) chloride tetrahydrate (manganous) | 1,0,0 | S | 500 | g | B105 | Martinez, Fernandez Robledo | 2017 | sigma M3634 | B | 13446-34-9 | no RQ | Y
Manganese (II) chloride tetrahydrate (manganous) | 1,0,0 | S | 500 | g | C205 | Countway, P. | 2017 | Sigma | C | 13446-34-9 | no RQ | Y
Manganese (II) chloride tetrahydrate (manganous) | 1,0,0 | S | 250 | g | C205 | Countway, P. | 2017 | Sigma | C | 13446-34-9 | no RQ | Y
manganese (II) sulfate tetrahydrate | 2,0,0 | S | 100 | g | A203 | Orcutt, B | 2015 | VWR | A | 10101-68-5 | no RQ
Manganese chloride | 1,0,0 | S | 100 | g | B101 | Burns | 2017 |  | B | 13446-34-9
Manganese(II) chloride | 2,0,0 | S | 50 | g | A201 Chem Shelf | FCM | 2014 |  | A | 7773-01-5 | no RQ
Manganese(II) Chloride tetrahydrate | 1,0,0 | S | 80 | g | C101 | Rasher-Education | 2017 |  | C | 13446-34-9 | no RQ
Manganous sulfate monohydrate | 0,0,0, Xi | S | 100 | g | C205 | Countway, P. | 2016 | Sigma | C | 10034-96-5 | no RQ
Manganous sulfate monohydrate (manganese (II)) | 0,0,0, Xi | S | 600 | g | A112 | NCMA | 2016 | Baker 1-2550 | A | 10034-96-5 | no RQ
Mannitol, D- | 0,1,0 | S | 250 | g | A101 | BAS | 2020 |  | A | 69-65-8
Mannitol, D- | 0,0,0 | S | 250 | g | B101 | Balch, B. | 2015 |  | B | 69-65-8
mannose | 0,0,0 | S | 5 | g | A211 | Emerson, D. | 2014 | sigma | A | 3458-28-4
Mapp Gas | *1,4.1 | G | 800 | g | A016 flam cabinet | Facilities | 2015 |  | A | 115-07-1, 74-99-7, 463-49-0, 75-28-5, 106-97-8, 74-98-6
marine broth (difco) (see Broth) | 0,0,0 | S | 450 | g | B211a cabinet | Twining,Matrai,Archer | ref |  | B | na
Mastermix, DreamTaq Green PCR | 0,0,0 | L | 0.01 | L | B107 | Martinez, Fernandez Robledo | 2017 |  | B | none
Mastermix, Maxima H Minus | 0,0,0 | L | 0.01 | L | B107 | Martinez, Fernandez Robledo | 2017 |  | B | none
Mastermix, Phusion Blood Direct PCR | 0,0,0 | L | 0.01 | L | B107 | Martinez, Fernandez Robledo | 2016 |  | B | none
Mastermix, Phusion High-fidelity with GC buffer | 0,0,0 | L | 0.01 | L | B107 | Martinez, Fernandez Robledo | 2016 |  | B | none
Mastermix, Phusion High-fidelity with HF buffer | 0,0,0 | L | 0.01 | L | B107 | Martinez, Fernandez Robledo | 2016 |  | B | none
Max Efficiency Transformation Reagent for Algae | 0,0,0 | L | 0.25 | L | B109 - fridge | Martinez, Fernandez Robledo | 2013 |  | B | N/A
MAX Efficiency™ Transformation Reagent for Algae | 0,0,0 | L | 0.25 | L | B101 | Burns |  |  | B
media kits (f/2, L1, SN, Pro99, Prov50, K) | 0,0,0 | L | 6 kits | kit | A201 Non-tox refrig | FCM | 2016 |  | A | mixture
Medium, Dubelco's Modified Eagle's Medium (see Medium) | 2,0,0 | S | 40 | g | B109 - fridge | Martinez, Fernandez Robledo | ref |  | B | 10043-52-4
medium, DY-V | 0,0,0 | L | 0.1 | L | B107 - Live fridge | Martinez, Fernandez Robledo | 2016 |  | B | na
Medium, Eagle's Minimum Essential | 2,0,0 | S | 100 | g | B109 | Martinez, Fernandez Robledo | 2012 |  | B | 10035-04-8 (CaCl3 5%)
medium, L1 | 0,0,0 | L | 0.1 | L | B107 - Live fridge | Martinez, Fernandez Robledo | 2016 |  | B | na
medium, Prov-50 growth medium | 0,0,0 | L | 0.1 | L | B107 - freezer | Martinez, Fernandez Robledo | 2016 |  | B | none listed
medium, SOC, Cellgro | 0,0,0 | L | 0.1 | L | B109 - fridge | Martinez, Fernandez Robledo | 2015 |  | B | na
Megascript T7 kit | 2,1,0 | L | 1 | kit | C205 | Countway, P. | 2015 |  | C | multiple components
Melissic acid | 0,0,0 | S | 0.1 | g | C201 | Aeppli, C. | 2014 |  | C | 506-50-3
Menthol (-), terpene std | 2,1,0 | S | 1 | g | C201 | Aeppli, C. | 2017 | Sigma 63660-1g | C | 2216-51-5
mercaptoethanesulfonic acid sodium salt, 2- (co-enzyme M) | *3,0,0 | S | 10 | g | A211 | Emerson, D. | 2014 | TCI | A | 3375-50-6
Mercaptoethanol, 2- | 4,3,1 | L | 0.001 X 9 | L | B209 Fridge | Archer | 2020 |  | B | 97622-1ML-KC
Mercaptoethanol, 2- | *3,2,0 | L | 0.21 | L | B107 - hood cabinets | Martinez, Fernandez Robledo | 2015 | Sigma M3148 | B | 60-24-2
mercaptoethanol, 2- | *3,2,0 | L | 0.22 | L | B201 hood cabinet | Lomas, M | 2018 | Whitney, L | B | 60-24-2
Mercaptoethanol, 2- | *3,0,0 | L | 0.025 | L | A211 -20 freezer | Emerson, D. | 2015 |  | A | 60-24-2
Mercaptoethanol, 2- | *3,2,0, Xn | L | 0.025 | L | C205 | Countway, P. | 2015 |  | C | 60-24-2
mercuric chloride (mercury (II) chloride) | *3,0,0 | S | 25 | g | C105 | Price, N. | 2013 |  | na | 7487-94-7 | report=500lb
mercuric chloride (mercury (II) chloride) | *3,0,0 | S | 300 | g | B101 | Balch, B. | 2013 |  | B | 7487-94-7 | report=500lb
mercuric chloride solution 100uM | *3,0,0 | L | 0.1 | L | B101, Rad | Balch, B. | 2013 |  | B | 7487-94-7+7732-18-5 | report=500lb
Mercury | 2,0,0 | L | 450 | g | B205a | Twining | 2014 |  | B | 7439-97-6 | report=1lb | Y
Mercury (II) Nitrate (mercuric nitrate) | *4,0,0 | S | 50 | g | A207 | Orcutt, B | 2015 | Alfa Aesar | A | 7783-34-8 | dif.cas
MES (4-morpholineethanesufonic acid) | 0,0,0 | S | 50 | g | C205 | Countway, P. | 2014 | Sigma | C | 4432-31-9
MES buffer monohydrate | 0,0,0 | S | 100 | g | B211a | T Archer, S. | 2014 |  | B | 145224-94-8
MES hydrate | 2,0,0 | S | 1000 | g | A211 | NCMA | 2016 | Sigma | A | 1266615-59-1
MES hydrate | 2,0,0 | S | 100 | g | A211 | Emerson, D. | 2014 | Sigma | A | 145224-94-8
MES monohydrate | 2,0,0 | S | 100 | g | B211a cabinet | Twining,Matrai,Archer | 2014 |  | B | 145224-94-8
MES monohydrate | 0,0,0 | S | 25 | g | C105 | Price, N. | 2014 |  | C | 145224-94-8
MES-SodiumSalt | 0,0,0 | S | 100 | g | B101 | Burns |  |  | B | 71119-23-8
Meso-erythritol | 2,1,0 | S | 25 | g | A101 | BAS | 2020 |  | A | 149-32-6
methane gas | *0,4,0 | G | 14L/1.5lb | tank | B211 | TArcher | 2016 |  | B | 74-82-8 | no RQ
methane gas | *0,4,0 | G | lecture/ 50L | tank | A203 | Orcutt, B | 2016 |  | A | 74-82-8 | no RQ
Methane gas standard (100 ppm methane in N2) | *0,4,0 | G | 2x"sz14" | tank | A203 | Orcutt, B | 2017 |  | A | 7727-37-9 | no RQ
methanol | *2,3,0 | L | 0.5 | L | B205/B004 | Twining,Matrai,Archer | 2016 |  | B | 67-56-1 | report=5,000lb | Y
methanol | *2,3,0 | L | 7 | L | B211a flam cab | Twining,Matrai,Archer | 2016 | multiple containers | B | 67-56-1 | report=5,000lb | Y
Methanol | *2,3,1 | L | 3 | L | C101 | Rasher, D. | 2018 |  | C | 67-56-1 | report=5,000lb | Y
Methanol | *2,3,0 | L | 3 | L | A010 Flam cab | Orcutt, B | 2016 | Fisher | A | 67-56-1 | report=5,000lb | Y
Methanol | *2,3,0 | L | 0.2 | L | A010 (chem storage) | NCMA | 2016 |  | A | 67-56-1 | report=5,000lb | Y
Methanol | *2,3,0 | L | 5 | L | A109 Flam cabinet | NCMA | 2016 | Fisher A456-1 | A | 67-56-1 | report=5,000lb | Y
methanol | *2,3,0 | L | 1 | L | B107 - hood cabinets | Martinez, Fernandez Robledo | 2016 | sigma 494437 | B | 67-56-1 | report=5,000lb | Y
Methanol | *2,3,0 | L | 4 | L |  | Fields, D. | 2016 |  | C | 67-56-1 | report=5,000lb | Y
methanol | *2,3,0 | L | 4 | L | A201 Hood | FCM | 2016 |  | A | 67-56-1 | report=5,000lb | Y
methanol | *2,3,0 | L | 4 | L | A101/A010 | BAS | 2016 |  | A | 67-56-1 | report=5,000lb | Y
methanol | *2,3,0 | L | 1 | L | B101 | Balch, B. | 2016 |  | B | 67-56-1 | report=5,000lb | Y
Methanol | *2,3,0 | L | 16 | L | A010 chem stor | Aeppli, C. | 2016 |  | A | 67-56-1 | report=5,000lb | Y
Methanol | *2,3,0 | L | 4 | L | C201 hood | Aeppli, C. | 2016 |  | C | 67-56-1 | report=5,000lb | Y
Methanol | *2,3,0 | L | 1 | L | A211 Hood | Emerson, D. | 2016 | Honeywell and Sigma | A | 67-56-1 | report=5,000lb | Y
methanolic HCl | *3,3,0 | L | 0 | L | A101 refrigerator | BAS | 2015 |  | A | 67-56-1(85%)+7647-01-0(15%)
Methionine (L-) | 0,0,0 | S | 20 | g | C205 | Countway, P. | 2018 | Sigma | C | 63-68-3
Methionine 35-S | 0,0,0 | L | 5 | mCi | B113 | TArcher | 2016 |  | B | 60-24-2
Methoxylamine hydrochloride | *3,0,0 | S | 1 | g | C201 fridge | Aeppli, C. | 2014 |  | C | 593-56-6
methyl 3-(methylthio)propionate | 0,2,0 | L | 0.01 | L | B211 | TArcher | 2014 |  | B | 13532-18-8 | misID as DMSP
methyl blue (=Poirrier Blue) | 2,0,0 | S | 50 | g | B211a cabinet | Twining,Matrai,Archer | 2014 |  | B | 28983-56-4
Methyl ethyl Ketone | 1,3,0 | L | 1 | L | Chem storage | Rasher, D | 2014 |  | A | 78-93-3
methyl fluorescein phosphate, 3-O | 0,0,0 | S | 0.1 | g | A201 FACS freezer | FCM | 2014 |  | A | 21233-09-0
methyl ornithine | 2,0,0 | S | 0.025 | g | A201 FACS freezer | FCM | 2014 |  | A | 52372-32-4
methyl red | 0,0,0 | S | 28 | g | A211 | Emerson, D. | 2014 | Fisher | A | 493-52-7
methyl sulfoxide (see dimethyl sulfoxide (DMSO)) | 0,2,0 | S | 1000 | g | C201 | Aeppli, C. | 2014 |  | C | 67-68-5
methyl tert-butyl ether (aka MTBE, tert-butyl-methyl ether) | *2,3,0 | L | 1 | L | C201 hood | Aeppli, C. | 2015 |  | C | 1634-04-4 | report=1,000lb
methyl tiglate | *0,3,0 | S | 0.5 | g | C201 | Aeppli, C. | 2014 |  | C | 6622-76-0
Methyl Valeric Acid | *3,1,0 | S | 5 | g | B211a flam cab | TArcher | 2020 |  | B | 646-07-1 | in SDS binders
methyl violet | 2,0,0 | S | 15 | g | B211a cabinet | Twining,Matrai,Archer | 2014 |  | B | 8004-87-3
Methyl-2-decanol, 2- | 1,1,0 | L | 10 | g | C201 | Aeppli, C. | 2017 |  | C | 3396-02-9
methyl-n-octanoic acid, 4- | 0,1,0 | L | 5 | g | C201 | Aeppli, C. | 2013 |  | C | 54947-74-9
Methyl-pyridinium iodide, N-, (2-(4-dimethylaminostyryl)) | 2,0,0 | S | 1 | g | A201 Chem Shelf | FCM | 2014 |  | A | 2156-29-8
methylamine (13C) hydrochloride | 2,0,0 | S | 0.25 | g | B211a cabinet | TArcher | 2014 |  | B | 60656-93-1
methylamine (15N) hydrochloride | 2,0,0 | S | 1 | g | B211a cabinet | TArcher | 2018 |  | B | 3852-22-0
methylamine hydrochloride | 2,0,0 | S | 200 | g | A112 upper cabinets | NCMA | 2014 | Sigma M-0505 | A | 593-51-1
methylamine solution, 40% | *3,3,0 | L | 0.1 | L | B211a flam cabinet | TArcher | 2014 |  | B | 74-89-5 +water
methylaminophenol sulfate, 4- (aka METOL) | 2,0,0 | S | 150 | g | B211a cabinet | Twining,Matrai,Archer | 2015 |  | B | 55-55-0
methylaminophenol sulfate, 4- (aka METOL) | 2,0,0 | S | 20 | g | C105 | Fields, D. | 2015 |  | C | 55-55-0
methylaminophenol sulfate, 4- (or P-)(aka METOL) | 2,0,0 | S | 300 | g | B101 | Balch, B. | 2015 |  | B | 55-55-0
Methylanthracene,9- | *3,1,0 | S | 1 | g | C201 | Aeppli,C | 2018 |  | C | 779-02-2
methylbenzofuran, 3- | 2,0,0 | S | 1 | g | C201 | Aeppli, C. | 2014 |  | C | 21535-97-7
methylbenzothiopene, 3- | 1,1,0 | S | 1 | g | C201 | Aeppli, C. | 2014 |  | C | 1455-18-1
methylene blue | 2,0,0 | S | 100 | g | A211 | Emerson, D. | 2014 | Baker | A | 7220-79-3
Methylnaphthalene oekanal,2- | 2,1.0 | S | 0.25 | g | C201 | Aeppli,C | 2018 |  | C | 91-57-6
methylphenol, 2- | *3,2,0 | S | 1 | g | C201 | Aeppli, C. | 2016 |  | C | 95-48-7
methylphosphonic acid | *3,1,1 | S | 0.5 | g | B201 | Lomas, M | 2016 | Whitney, L | B | 993-13-5
methylphosphonic acid | *3,1,1 | L | 0.019 | L | B201 hood cabinet | Lomas, M | 2016 | Whitney, L | B | 993-13-5
methylthiophene, 2- | *0,3,0 | L | 0.001 | L | C201 | Aeppli, C. | 2015 |  | C | 554-14-3
Methylumbelliferone sodium, 4- | 0,0,0 | S | 10 | g | c101 | Rasher-Education | 2019 |  | C | 5980-33-6
methylumbelliferone, 4- | 0,0,0 | S | 25 | g | A207 | Orcutt, B | 2016 |  | A | 90-33-5
methylumbelliferyl phosphate | 0,0,0 | S | 10 | g | A207 freezer | Orcutt, B | 2015 | Sigma | A | 3368-04-5
Metol sulfite solution (see components) | 2,0,0 | L | 0.5 | L | B101 hood | Balch, B. | ref |  | B | 55-55-0 + 7787-83-7
Micro 90 cleaning solution | 1,0,0 | L | 4 | L | A109 | NCMA | 2012 |  | A | None established for individual components
Micro 90 cleaning solution | 1,0,0 | L | 3.8 | L | A201 Under sink | FCM | 2012 |  | A | n/a
Micro 90 cleaning solution | 1,0,0 | L | 1 | L | B101 | Balch, B. | 2012 |  | B | na
Microbial RNA isolation kit (MoBio) | 1,1,0 | L | 50 rxns | kit | B107 | Martinez, Fernandez Robledo | 2016 | MoBio/Qiagen | B | 540-72-7
microcystin-LA std | na | L | 0.025 | g | A101 | BAS | 2013 | solution in methanol | A | 96180-79-9
microcystin-LR std | na | L | 0.1 | g | A101 | BAS | 2013 | solution in ethanol | A | 101043-37-2
microcystin-RR std | na | L | 0.05 | g | A101 | BAS | 2013 | solution in methanol | A | 111755-37-4
milk powder, dry (bovine) | 0,0,0 | S | 1000 | g | B107 | Martinez, Fernandez Robledo | 2013 |  | B | na
mineral oil | 0,1,0 | L | 1 | L | C109 | Fields, D. | 2015 |  | C | 8042-47-5
Minerals, ATCC trace solutions | 1,0,0 | L | 0.01 | L | A207 firdge | Orcutt, B | 2014 |  | A | none
minimal sd base | 1,0,0 | S | 267 | g | B107 | Martinez, Fernandez Robledo | 2016 |  | B | 7783-20-2
MinION Flow Cell buffer | n/a | L | 0.001 | L | A201 fridge #4 | SCGC | 2014 | potassium ferrocyanide | A | 14459-95-1+13746-66-2
MIREX PESTANAL | 2,0,0 | S | 0.5 | g | C201 | Aeppli, C. | 2018 |  |  | 2385-85-5
MiSeq Flowcell+buffer | 2,0,0 | L | 0.3 | L | A201 fridge#4 | SCGC | 2014 |  | A | many -
MiSeq reagent cartridge | 2,0,0 | L | 0.3 | L | A003 -80#4 | SCGC | 2014 |  | A | many - formamide is most hazardous
Mitomycin C | *3,0,0 | S | 0.002 | g | A105 Walk in 2º C | NCMA | 2016 | Sigma M 4287 | A | 50-07-7 | report=10lb
mitomycin C | *3,0,0 | S | 0.002 | g | A211 tox fridge | Emerson/Martinez | 2016 |  | A | 50-07-7 | report=10lb | Y
Mitomycin-C | *3,0,0 | L | 0.001 | g | B107 - freezer | Martinez, Fernandez Robledo | 2016 | Sigma M4287 | B | 50-07-7 | report=10lb | Y
MitoTracker® Red CMXRos | 0,0,0 | S | 0.001 | g | B107 - freezer | Martinez, Fernandez Robledo | 2013 | Life Tech M7512 | B | 167095-09-2
Mixed gas (5% O2, 5% CO2,90% N2) see components | 0,0,0 | G | 1xK | tank | A209/A010 | Emerson, D. | ref |  | A | 7782-44-7+124-38-9+7727-37-9
Molecular Seives, type 4A, 8-12 mesh | 2,0,0 | S | 500 | g | C201 | Aeppli, C. | 2017 |  | C | mixture
molecular sieve, 13X | 2,0,0 | S | 30 | g | B211a cabinet | Twining,Matrai,Archer | 2014 |  | B | 63231-69-6
molecular sieve, 13X w activated Carbon | 2,0,0 | S | 500 | g | B211a cabinet | Twining,Matrai,Archer | 2014 |  | B | 63231-69-6
molecular sieve, 4-8 mesh(syn. Silico Aluminate Zeolite) | 2,0,0 | S | 50 | g | B211a cabinet | Twining,Matrai,Archer | 2014 |  | B | 70955-01-0
molecular sieve, 5A | 2,0,0 | S | 900 | g | B211a cabinet | Twining,Matrai,Archer | 2014 |  | B | 70955-01-0
molecular sieve, paladium-coated | 0,0,0 | S | 100 | g | B211a cabinet | Twining,Matrai,Archer | 2014 |  | B | 308080-99-1
molybdic acid | 2,0,0 | S | 110 | g | B211a cabinet | Twining,Matrai,Archer | 2014 |  | B | 7782-91-4
Molybdic acid sodium dihydrate | 0,0,0, Xi | S | 100 | g | C205 | Countway, P. | 2012 | Sigma | C | 7782-91-4
Monarch DNA Gel extraction kit | 1,0,0 | L | 50 rxns | kit | B107 | Martinez, Fernandez Robledo | 2016 | NEB T1020S | B | multiple components
Monosodium glutamate (see L-Glutamic acid, sodium salt) | 0,0,0 | S | 20 | g | A112 | NCMA | ref | sample jar-generic | A | 56-86-0
monosodium phosphate (aka sodium phosphate monobasic) | 0,0,0 | S | 50 | g | C105 | Fields, D. | 2015 |  | C | 7558-80-7
MOPS | 2,1,0 | S | 25 | g | A211 | Emerson, D. | 2019 | Sigma Aldrich | A | 1132-61-2
MOPS free acid | 0,1,0 | S | 100 | g | C201 | Aeppli, C. | 2016 |  | C | 1132-61-2
MTBE (see methyl tert-butyl ether) | *2,3,0 | L | ref | L | ref | Aeppli, C. | ref |  | C | 1634-04-4 | report=1000lb
Murashige & Skoog with Gamborg's Vitamins | 2,0,2,ox | S | 500 | g | A112 fridge | NCMA | 2017 |  | A | 7757-79-1(40%) 6484-52-2(40%) 10043-52-4(8%) 1043-35-3(0.5%)
Murashige & Skoog with Gamborg's Vitamins | 2,0,2 Ox | s | 500 | g | A112 | NCMA | 2017 | 4 deg | A | 775-79-1, 6484-52-2, 10043-52-4, 10043-35-3
Murashige and Skoog Basal Medium | 2,0,2 | S | 500 | g | A112 | NCMA | 2018 |  | A | 6484-52-2, 10043-52-4,6381-92-6, 7446-20-0, 10043-35-3
N-(ethoxycarbonylmethyl) -6-methoxyquinolinium bromide (MQAE) | 0,0,0 | s | 0.1 | g | B209 Fridge | Archer | 2018 |  | B
N-Nitroso-N-ethylurea | 3,1,1 | S | 1 | g | B107 | Martinez, Fernandez Robledo | 2020 |  | B | 759-73-9
n,n-Dimethylformamide | 2,2,1 | L | 0.1 | L | A101 flam. Cabinet | BAS | 2020 |  | A | 68-12-2
N,N-Dimethylformamide | *2,2,0 | L | 0.2 | L | Chem Storage | Rasher, D. | 2017 |  | C | 68-12-2 | report=100lb
N,N,N′,N′-Tetrakis(2-hydroxyethyl)ethylenediamine | 0,0,0 | L | 0.1 | L | B101 | Burns |  |  | B | 140-07-8
nail finish, clear (LA Girl) | *2,3,0 | L | 0.01 | L | B107 - Live fridge | martinez, Fernandez Robledo | 2015 |  | B | mixture (acetates, alcohols)
Naphthalene | none | S | 24 | g | A101 | BAS | 2018 |  | C | 91-20-3 | report=100lb
Naphthalene (melting pt std) | 2,2,2 | S | 5 | g | C201 | Aeppli, C. | 2018 |  | C | 91-20-3 | report=100lb
Naphthalene-D8 | 2,2,2 | S | 0.25 | g | C201 fridge | Aeppli, C. | 2013 |  | C | 1146-65-2
Naphthalene, 99+% | none | S | 5 | g | C201 | Aeppli, C. | 2018 |  | C | 91-20-3 | report=100lb
Naphthaleneacetic Acid, potassium salt (NAA-K) | 2,0,0 | S | 100 | g | A112 | NCMA | 2016 |  | A | 15165-79-4
naphthenic acid | 2,1,0 | L | 0.25 | L | C201 | Aeppli, C. | 2014 |  | C | 1338-24-5 | report=100lb
Naphthol (2-) | 2,1,0 | S | 5 | g | C201 | Aeppli, C. | 2018 |  | C | 135-19-3
naphthol AS-BI phosphate | 0,0,0 | S | 0.1 | g | A201 FACS freezer | FCM | 2014 |  | A | 1919-91-1
Naphthoquinone(1,4-) | *4,0,0 | S | 5 | g | C201 | Aeppli, C. | 2017 |  | C | 130-15-4 | report=5000lb
Naphthyl phosphate monosodium, 1- | 2,0,0 | S | 5 | g | C105 | Price, N. | 2014 |  | C | 81012-89-7
Naphthyl-ethylenediamine dihydrochloride (NED) | 2,0,1 | S | 25 | g | B211a cabinet | Twining,Matrai,Archer | 2014 |  | B | 1455-25-4
Naphthyl-ethylenediamine dihydrochloride (NED) | 2,0,1 | S | 30 | g | B201 | Lomas, M | 2014 | AA | B | 1465-25-4
NEBNext End Repair / dA-tailing Module | 0,0,0 | L | 0.002 | L | A205 -20#2 | SCGC | 2016 | glycerol, potassium chloride, ethylenediamine tetraacetic | A | none
NEBNext FFPE Repair Mix | 0,0,0 | L | 0.002 | L | A205 -20#2 | SCGC | 2016 | glycerol, sodium choloride | A | none
NEBNext Multiplex Oligos (see primers) | 0,0,0 | L | 0.001 | L | A205 -20#2 | SCGC | ref |  | A | na
NEBNext Quick Ligation Module | 0,0,0 | L | 0.002 | L | A205 -20#2 | SCGC | 2016 | glycerol, potassium chloride, ethylenediamine tetraacetic | A | none
NEBuffer 3.1 | 0,0,0 | L | 0.1 | L | B109 - fridge | Martinez, Fernandez Robledo | 2016 | Ward's Science 470301-844 | B | none?
Neomycin sulfate | 2,0,0 | S | 0.01 | g | B107 - freezer | Martinez, Fernandez Robledo | 2018 |  | B | 1405-10-3
neomycin sulfate, (anhydrous) | 2,0,0 | S | 5 | g | B103 refr | Balch, B. | 2018 |  | B | 1405-10-3
Neopeptone (aka Proteose-Peptone) | 0,0,0 | S | 500 | g | A112 | NCMA | 2014 | Difco 211681 (and an old #0119-02) | A | 91079-38-8
Neutral Floor Cleaner | 1,0,0 | L | 2 | L | A002, C201 | Facilities | 2016 | Custodial Closet | A,C | 68439-46-3, 1300-72-7, 1934-21-0
Neutral Red solution, 1% | 0,0,0 | L | 0.1 | L | B107 - freezer | Martinez, Fernandez Robledo | 2014 |  | B | 553-24-2 (+water)
Nextera XT DNA SMP prep kit (96) | 2,0,0 |  | 4 kits |  | A201 | SCGC | 2017 |  | A | multiple components
Nextera XT Indexes | 0,0,0 | L | 0.005 | L | A209 -20#8 | SCGC | 2012 |  | A | na
Nextera XT SMP prep kit (96) | 2,0,0 |  | 4 kits |  | A201, fridge #5 | SCGC | 2020 |  | A | multiple components
Nextera XTLibrary Prep Kit Reagents | 2,0,0 | L | 0.005 | L | A201+A209 (fridge#5+-20#8) | SCGC | 2020 |  | A | many - formamide is most hazardous
NextSeq Accessory box | 2,0,0 | L | 2 | L | A209 -20#8, A003 -80#4 | SCGC | 2014 |  | A | multiple components
NextSeq Flowcell+buffer | 2,0,0 | L | 4 | L | A201 fridge#4 | SCGC | 2014 |  | A | multiple components
NextSeq Reagent cartridge | 2,0,0 | L | 4 | L | A209 -20#8, A003 -80#4 | SCGC | 2014 |  | A | many - formamide is most hazardous
Nickel (II) chloride hexahydrate | 2,0,0, Xn | S | 100 | g | A109 under scale | NCMA | 2017 |  | A | 7791-20-0 | no RQ
nickel (II) chloride hexahydrate | 2,0,0, Xn | S | 75 | g | A211 | Emerson, D. | 2017 | Sigma | A | 7791-20-0 | no RQ
Nickel (II) chloride hexahydrate | 2,0,0 Xn | S | 5 | g | C205 | Countway, P. | 2017 | from Bob's Lab | C | 7791-20-0 | no RQ
nickel (II) sulfate hexahydrate | 2,0,0 | S | 100 | g | B211a cabinet | Twining,Matrai,Archer | 2015 |  | B | 10101-97-0 | no RQ
Nickel (II) sulfate hexahydrate | 2,0,0 | S | 33 | g | A112 | NCMA | 2015 | Mallinkrodt /Sigma | A | 10101-97-0 | no RQ
Nickel (II) sulfate hexahydrate | 2,0,0 | S | 1 | g | A201 Chem Shelf | FCM | 2015 |  | A | 10101-97-0 | no RQ
Nickel (II) sulfate hexahydrate | 2,0,0 | S | 100 | g | C205 | Countway, P. | 2015 | Sigma | C | 10101-97-0 | no RQ
Nicotinic acid | 2,1,0 | S | 100 | g | B201 | Lomas, M | 2020 | Organic Nitrogen Standard | B | 59-67-6
nigericin, sodium salt | 2,0,0 | S | 0.01 | g | B205 fridge | Twining | 2012 |  | B | 28643-80-3
nigericin, sodium salt | 2,0,0 | S | 0.01 | g | B101 | Burns |  |  | B | 28643-80-3
Nile Blue stain sollution | 2,0,0 | L | 0.5 | L | C105 | Price, N. | 2014 |  | C | none
Nile red | 0,0,0 | S | 0.025 | g | B201 dead frige | Lomas, M | 2016 | Baer, S. | B | 7385-67-3
Nile red | 0,0,0 | S | 125 | g | A201 Chem Shelf | FCM | 2014 |  | A | 7385-67-3
Nitric acid | 4,0,0 | L | 5 | L | B205a | McManus | 2019 |  | B | 7697-37-2
nitric acid (70%) | *3,0,3 Ox | L | 10 | L | B211a | Twining,Matrai,Archer | 2015 |  | B | 7697-37-2+7732-18-5 | report=1,000lb | Y
Nitric acid (70%) | *3,0,3 Ox | L | 3 | L | C105 | Price, N. | 2015 |  | C | 7697-37-2+7732-18-5 | report=1,000lb | Y
nitric acid (70%) | *3,0,3 Ox | L | 0.75 | L | A010 Acid cab | Orcutt, B | 2015 | Fisher | A | 7697-37-2+7732-18-5 | report=1,000lb | Y
nitric acid (70%) | *3,0,3 Ox | L | 2.5 | L | A010 (chem storage) | NCMA | 2015 | VWR UN 2031 | A | 7697-37-2+7732-18-5 | report=1,000lb | Y
nitric acid (70%) | *3,0,3 Ox | L | 4 | L | A010 Acid Cab | FCM | 2015 |  | A | 7697-37-2+7732-18-5 | report=1,000lb | Y
nitric acid (70%) | *3,0,3 Ox | L | 0.475 | L | A211 corrosive cab | Emerson, D. | 2015 |  | A | 7697-37-2+7732-18-5 | report=1,000lb | Y
nitric acid (70%) | *3,0,3 Ox | L | 2 | L | A101 cabinet | BAS | 2015 |  | A | 7697-37-2+7732-18-5 | report=1,000lb | Y
nitric acid (70%) | *3,0,3 Ox | L | 3.25 | L | B101 | Balch, B. | 2015 | 70%+water30% | B | 7697-37-2+7732-18-5 | report=1,000lb | Y
nitric acid (70%) (optima) | *3,0,3 Ox | L | 3 | L | B205a | Twining | 2015 |  | B | 7697-37-2+7732-18-5 | report=1,000lb | Y
nitric acid, 0.5M | *3,0,3 Ox | L | 15 | L | B205a | Twining | 2015 |  | B | 7697-37-2+7732-18-5
nitric acid, 0.5M | 4,0,0 | L | 60 | L | B205a | McManus | 2019 |  | B | 7697-37-2
nitriloacetic acid (NTA) | 2,1,0 | S | 100 | g | B211a cabinet | Twining,Matrai,Archer | 2016 |  | B | 139-13-9
nitrobenzyl pyridine, 4-4- | 2,0,0 | S | 5 | g | C201 | Aeppli, C. | 2014 |  | C | 1083-48-3
nitrofluorene, 2- | 0,0,0 | L | 5 | g | C201 | Aeppli, C. | 2014 |  | C | 607-57-8
Nitrogen gas | *3,0,0 | G | 1xT | tank | A203 | Orcutt, B | 2015 | was Emersons | A | 7727-37-9 | 130lb/tank | Y
Nitrogen gas | *3,0,0 | G | 1xT | tank | A109 | NCMA | 2015 |  | A | 7727-37-9 | 130lb/tank | Y
Nitrogen gas | *3,0,0 | G | mini | tank | A010 | Facilities | 2015 |  | A | 7727-37-9 | 26 lb tank | Y
Nitrogen gas | *3,0,0 | G | 1xmini, 1xK | tank | B103, C012C | Balch, B. | 2015 |  | B | 7727-37-9 | 26+100 | Y
Nitrogen gas | *3,0,0 | G | 1 T-300 | tank | C012B | Aeppli, C. | 2015 |  | C | 7727-37-9 | 130lb/tank | Y
Nitrogen gas | *3,0,0 | G | 2 T-300 | tank | C201 / A010 | Aeppli, C. | 2015 |  | C | 7727-37-9 | 130lb/tank | Y
Nitrogen gas, UHP | *3,0,0 | G | 2xT | tank | B203/B004 | BAS | 2015 |  | B | 7727-37-9 | 130lb/tank | Y
nitrogen gas, UHP | *3,0,0 | G | 1xT | tank | A209/A010 | Emerson, D. | 2015 |  | A | 7727-37-9 | 130lb/tank | Y
Nitrogen gas, Ultra Zero | *3,0,0 | G | 1xT | tank | B209 | Twining,Matrai,Archer | 2015 |  | B | 7727-37-9 | 130lb/tank | Y
nitrogen gas, zero | *3,0,0 | G | 1xT | tank | A101 | BAS | 2015 |  | A | 7727-37-9 | 130lb/tank | Y
Nitrogen, liquid | *3,0,0 | L | 50 | L | B211 | TArcher | 2018 |  | B | 7727-37-9 |  | Y
Nitrogen, liquid | *3,0,0 | L | 35 | L | C105 | Price, N. | 2018 |  | C | 7727-37-9 |  | Y
Nitrogen, liquid | *3,0,0 | L | 180 | L | A011 cryo lab | NCMA | 2018 | tanks | A | 7727-37-9 | 180L/tank | Y
Nitrogen, liquid | *3,0,0 | L | 35 | L | A011 cryo lab | Martinez, Fernandez Robledo | 2018 |  | A | 7727-37-9 |  | Y
Nitrogen, liquid | *3,0,0 | L | 125 | L | A011 cryo lab | FCM | 2018 |  | A | 7727-37-9 |  | Y
Nitrogen, liquid | *3,0,0 | L | 2x180 | L | C012B/A011 | Aeppli, C. | 2018 |  | C | 7727-37-9 | 180L/tank | Y
nitronaphthalene, 1- | 2,1,0 | S | 100 | g | C201 | Aeppli, C. | 2014 |  | C | 86-57-7
nitropyrene, 1- | 0,0,0 | S | 1 | g | C201 | Aeppli, C. | 2016 |  | C | 5522-43-0
nodularin std | *2,3,0 | L | 0.05 | g | A101 | BAS | 2016 |  | A | 118399-22-7 | solution in ethanol
nonadecanoic acid | 2,0,0 | S | 1 | g | B211a cabinet | Twining,Matrai,Archer | 2014 |  | B | 646-30-0
nonadecanoic acid | 2,0,0 | S | 0.93 | g | A101 | BAS | 2014 |  | A | 646-30-0
nonane, n- | *2,3,0 | L | 0.11 | L | A201 Hood | FCM | 2014 |  | A | 111-84-2
Nonenyl Succinic Anhydride (NSA) | 1,1,0 | L | 0.51 | L | B107 - EM cabinet | Martinez, Fernandez Robledo | 2015 |  | B | 28928-97-4
Nonenyl succinic anhydride (NSA) (part of Spurr kits) | 1,1,0 | L | 0.45 | L | B211a cabinet | Twining,Matrai,Archer | 2015 |  | B | 28928-97-4
Nonidet P40 | 2,1,0 | L | 0.1 | L | B107 - Live fridge | Martinez, Fernandez Robledo | 2014 |  | B | 9016-45-9
NRC CRM-ASP-Mus (see PSP ref. stds) | *4,1,0 | S | 14 | g | A101 freezer | BAS | 2016 | domoic acid | A | 14277-97-5
NRC CRM-C1&2-b (see PSP ref. stds) | *4,1,0 | L | 0.001 | L | A101 refrigerator | BAS | ref |  | A | 64-19-17, 80173-3-4, 80226-62-6
NRC CRM-DA-g (see PSP ref. stds) | *4,1,0 | L | 0.0005 | L | A101 freezer | BAS | ref |  | A | 14277-97-5
NRC CRM-dcGTX2&3-b (see PSP ref. stds) | *4,1,0 | L | 0.0005 | L | A101 refrigerator | BAS | ref |  | A | 7647-01-0, 00064-19-7, 86996-87-4, 87038-53-7
NRC CRM-dcSTX-b (see PSP ref. stds) | *4,1,0 | L | 0.0005 | L | A101 refrigerator | BAS | ref |  | A | 7647-01-0, 58911-04-9
NRC CRM-DSP-Mus-b (see PSP ref. stds) | *4,1,0 | S | 2 | g | A101 freezer | BAS | ref |  | A | N/A
NRC CRM-GTX1&4-c (see PSP ref. stds) | *4,1,0 | L | 0.0005 | L | A101 refrigerator | BAS | ref |  | A | 7647-01-0, 00064-19-7, 60748-39-2, 64296-26-0
NRC CRM-GTX2&3-c (see PSP ref. stds) | *4,1,0 | L | 0.001 | L | A101 refrigerator | BAS | ref |  | A | 7647-01-0, 60508-89-6, 60537-65-7
NRC CRM-GTX5-c (see PSP ref. stds) | *4,1,0 | L | 0.0005 | L | A101 freezer | BAS | ref |  | A | 64296-25-9
NRC CRM-NEO-c (see PSP ref. stds) | *4,1,0 | L | 0.0005 | L | A101 refrigerator | BAS | ref |  | A | 7647-01-0, 64296-20-4
NRC CRM-OA-c (see PSP ref. stds) | *4,1,0 | L | 0.0005 | L | A101 freezer | BAS | ref |  | A | 67-56-1, 78111-17-8
NRC CRM-STX-f (see PSP ref. stds) | *4,1,0 | L | 0.0005 | L | A101 refrigerator | BAS | ref |  | A | 7647-01-0, 35554-08-06
NRC CRM-ZERO-Mus (see PSP ref. stds) | *4,1,0 | S | 8 | g | A101 freezer/refrigerator | BAS | ref |  | A | N/A
NRC Mus-2 (see PSP ref. stds) | *4,1,0 | S | 4 | g | A101 freezer | BAS | ref |  | A | 78111-17-8
Nucleic acid gel stain (MaestroSafe) | 0,0,0 | L | 0.002 | L | B201 live fridge | Lomas, M | none available | Whitney, L | B | unknown
Nutrients in Soil, PriorityPollutnT | 0,0,0 | S | 40 | g | A207 fridge | Orcutt, B | 2016 | ERA | A | n/a
Nycodenz | 0,0,0 | S | 50 | g | A207 | Orcutt, B | 2015 |  | A | 66108-95-0
Nystatin | 0,0,0 | S | 0.5 | g | A110, freezer | NCMA | 2014 | Sigma N6261 | A | 1400-61-9
Oakton pH electrode cleaing solution (see pH cleaner) | 1,1,1 | L | 0.5 | L | B211 | TMatrai | 2013 |  | B | proprietary
Oakton pH electrode storage solution (see pH electrode storage) | 1,0,0 | L | 0.5 | L | B211 | TMatrai | 2014 |  | B | proprietary
Ocean Scientific Standard - NH4 | 1,0,0 | L | 0.1 | L | B201 AA frige | Lomas, M | none available | AA | B | N/A
Ocean Scientific Standard - NO2 | 1,0,0 | L | 0.1 | L | B201 AA frige | Lomas, M | none available | AA | B | N/A
Ocean Scientific Standard - NO3 | 1,0,0 | L | 0.1 | L | B201 AA frige | Lomas, M | none available | AA | B | N/A
Ocean Scientific Standard - PO4 | 1,0,0 | L | 0.1 | L | B201 AA frige | Lomas, M | none available | Phos & AA | B | N/A
Octacosanoic acid | 0,0,0 | S | 0.25 | g | C201 | Aeppli, C. | 2014 |  | C | 506-48-9
octadecanal | 2,0,0 | S | 1 | g | C201 | Aeppli, C. | 2014 | vwr | C | 638-66-4
octadecane, n- | 0,1,0 | L | 0.1 | L | A201 Hood | FCM | 2014 |  | A | 593-45-3
octadecanone, 2- | 0,0,0 | S | 1 | g | C201 | Aeppli, C. | 2014 |  | C | 7373-13-9
octane, n- | *2,3,0 | L | 0.09 | L | A201 Hood | FCM | 2014 |  | A | 111-65-9
Octanediol (1,2-) | 0,0,0 | S | 10 | g | C201 | Aeppli, C. | 2014 |  | C | 1117-86-8
Octanediol (1,8-) | 1,1,0 | S | 25 | g | C201 | Aeppli, C. | 2014 |  | C | 629-41-4
Octanoic-d15 acid, analytical std | *3,1,0 | S | 0.025 | g | C206 | Aeppli, C. | 2015 |  | C | 69974-55-6
Octanol (1-) | 2,2,0 | L | 0.1 | L | C201 | Aeppli, C. | 2015 |  | C | 111-87-5
octanone, 2- (std for GC) | 1,2,0 | L | 0.001 | L | C201 | Aeppli, C. | 2014 |  | C | 111-13-7
octyl aldehyde | 0,2,0 | L | 0.025 | L | C201 | Aeppli, C. | 2014 |  | C | 124-13-0
oil (3 in one) | 0,0,0 | L | 0.08 | L | B201, under sink | Lomas, M | 2018 | general use | B | N/A
Oil (motor oil) | 1,1,0 | L | 2 | L | Storage Shed in Tent | Facilities | 2015 | Power tools | A | 64742-55-8 | max 3x200 gal
Oil 19 | 1,1,0 | l | 12 | l | B203 | BAS | 2015 |  | B
Oil 20 | 1,1,0 | l | 0.5 | l | B203 | BAS | 2015 |  | B
oil lubricant, 3 in 1 multipurpose | 1,1,0 | L | 0.0887 | L | A211 | Emerson, D. | 2014 | Grovers | A | 64742-52-5 + trade secret
Oil, 2-Cycle | 0,1,0 | L | 1 | L | Storage Shed in Tent | Facilities | 2015 |  | tent | mixture
Oil, crude - BP Sweet Petroleuml - MC 252 | *2,3,0 | L | 0.8 | L | C201 fridge | Aeppli, C. | *2010 | most recent SDS 3/17 | C | 8002-05-9 (98-100%) | Contains Butane, Pentane, n-Hexane, Toluene, xylene, Benzene, Naphthalene, Ethylbenzene, and Hydrogen Sulfide.
Oil, crude - Chevron | *3,3,0 | L | 0.5 | L | C201 fridge | Aeppli, C. | 2013 |  | C | 8002-05-9 (100%) | Contains Xylene, Hexane, Benzene, Ethylebenzene, and Hydrogen Sulfide
Oil, crude - Chevron Premium Albanian Synthetic | *2,4,0 | L | 0.5 | L | C201 fridge | Aeppli, C. | *2011 | most recent SDS 3/18 | C | Not Supplied | Contains hydrotreated middle distillate, hydrotreated heave naphtha, hydrotreated light naphtha, xylene, butane, hexane, toluene, ethylbenzene, and benzene
Oil, crude - Exxon 7030-33 | *1,3,0 | L | 0.8 | L | C201 fridge | Aeppli, C. | *1997 | most recent SDS 3/17 | C | 8002-05-9 (100%) | "A naturally occuring combination of hydrocarbons. It consists predominantly of paraffins, cyclo-paraffins, cyclo aromatic hydrocarbons… May also contain small amounts of benzene, hydrocarbons, sulfur and oxygenated compounds.
Oil, crude - MEG Energy - Dilbit | *2,3,0 | L | 0.7 | L | C201 fridge | Aeppli, C. | *2011 | most recent SDS 3/18 | C | 8002-05-9 (60-100%) | Contains Petroleum, hexane, benzene, toluene, xylenes, ethylebenzene, and hydrogen sulfide
Oil, Pennsylvania crude | 1,0,0 | L | 2.5 | L | C105 | Fields, D. | 2010 |  | C | na | aka 42 oz
Oil, vacuum pump | 1,1,0 | L | 1 | L | C105 | Fields, D. | 2014 |  | C | mixture
Oleic acid | 2,0,2 | L | 1 | L | C106 | Price, N. | 2016 | fungal culture | C | 112-80-1
ON Flow Cell Priming Kit | 0,0,0 | L | 0.001 | Kit | A201 freezer #5 | SCGC | 2017 |  | A
ON Ligation Sequencing Kit | 0,0,0 | L | 0.001 | kit | A201 freezer #5 | SCGC | 2018 | Glycerol <50% | A | 56-81-5
One-Step Blue Protein Gel Stain | 0,0,0 | L | 1 | L | B107 - Live fridge | TArcher, Fernandez Robledo | 2019 | Biotidium- #21003-1L | B
optical adhesive (Norland 74) | 1,1,1 | L | 48 | g | B101 refr | Balch, B. | 2013 | Mercapto-ester, Isodecyl acrylate, and Trimethylpropane Polyoxypropylene | B | 1330-61-6 + 53879-54-2
OPTIPREP(R) DENSITY GRADIENT MEDIUM | 0,0,0 | L | 0.45 | L | B107 - mol.reag. cabinet | Martinez, Fernandez Robledo | 2016 |  | B | 92339-11-2
Orcein (aka Natural Red 20) | 1,0,0 | S | 2 | g | A112 | NCMA | 2014 | Mathenson, Coleman and Bell | A | 1400-62-0
ornithine decarboxylase, L- | 0,0,0 | S | 0.006 | g | A201 FACS freezer | FCM | 2014 |  | A | 9024-60-6
Ornithine, L- | 2,0,0 | S | 5 | g | A201 FACS freezer | FCM | 2014 |  | A | 3184-13-2
ORP standard (40% potassium iodide) | 1,0,0 | L | 0.27 | L | A211 | Emerson, D. | 2014 | Thermo Scientific | A | 7681-11-0+trade secret
Ortho Insect Killer | 1,0,0 | L | 1.2 | L | A009 AHU Room | Facilities | 2015 |  | A | 82657-04-3, 52315-07-8
Osmium Tetroxide solution, 4% | *4,0,0 | L | 0.018 | g | B107 - toxic fridge | Martinez, Fernandez Robledo | 2015 |  | B | 20816-12-0 | report=1,000lb
Osmium Tetroxide, ampules | *4,0,0 | S | 2.5 | g | B107 - toxic fridge | Martinez, Fernandez Robledo | 2015 | SPI CAS #20816-12-0 | B | 20816-12-0 | report=1,000lb
Oxalic Acid | 2,0,0 | S | 250 | g | A112 | NCMA | 2012 |  | A | 144-62-7
Oxalic acid | 2,0,0 | S | 50 | g | B107 - mol.reag. cabinet | Martinez, Fernandez Robledo | 2012 |  | B | 144-62-7
oxalic acid 10% | 2,0,0 | L | 500 | mL | C105 | Fields, D. | 2012 |  | C | 144-62-7
oxalic acid dihydrate | 2,0,0 | S | 1000 | g | B211a cabinet | Twining,Matrai,Archer | 2014 |  | B | 6153-56-6 |  | Y
Oxalic acid dihydrate | 2,0,0 | S | 250 | g | B201 | Lomas, M | 2014 | AA | B | 6153-56-6 |  | Y
oxalic acid dihydrate | 2,0,0 | S | 200 | g | C105 | Fields, D. | 2014 |  | C | 6153-56-6 |  | Y
oxalic acid dihydrate | 2,0,0 | S | 490 | g | A211 | Emerson, D. | 2020 | VWR | A | 6153-56-6 |  | Y
oxalic acid dihydrate | 2,0,0 | S | 500 | g | B101 | Balch, B. | 2014 |  | B | 6153-56-6 |  | Y
oxooctanoic acid (2-) | 2,0,0 | S | 1 | g | C201 | Aeppli, C. | 2014 |  | C | 328-51-8
oxooctanoic acid (7-) | 0,1,0 | S | 1 | g | C201 | Aeppli, C. | 2016 |  | C | 14112-98-2
oxygen gas | 0,0,0 sa | G | 1xT | tank | B004 | Twining,Matrai,Archer | 2014 |  | B | 7782-44-7 | 130lb/tank | Y
Oxygen gas | 0,0,0 sa | G | 1xK | tank | A001 Boiler Room | Facilities | 2014 | RO Sys TX | A | 7782-44-7 | 108lb/tank | Y
oxygen gas, UHP | 0,0,0 sa | G | 1xT | tank | B203 | BAS | 2014 |  | B | 7782-44-7 | 130lb/tank | Y
oxytetracycline hydrochloride | 0,0,0 | S | 10 | g | A101 | BAS | 2014 |  | A | 2058-46-0
P3 Oil | 0,1,0 | L | 1.5 | L | B203 | BAS | 2015 |  | B | N/A
Pacific Oyster PST CRM 1101 (see PSP reference standards) | *4,1,0 | S | 11.4 | g | A101 freezer | BAS | ref |  | A | N/A
Paint | 1,0,0 | L | 76 | L | A009 AHU Room | Facilities | 2016 |  | A | mixture
Paint | 1,0,0 | L | 76 | L | C003 AHU Room | Facilities | 2016 |  | C | mixture
Pantothenic acid, D- hemicalcium salt | 0,0,0 | S | 5 | g | A109 Refrigerator | NCMA | 2012 |  | A | 137-08-6
paraffin oil | 2,1,0 | L | 0.02 | L | B211a hood cabinet | Twining, Matrai, Archer | 2012 |  | B | 8012-95-1
paraffin wax (Gulf Wax) | 0,1,0 | S | 300 | g | A211 | Emerson, D. | 2015 | Hannafords | A | 8002-74-2
Paraformaldehyde | 2,2,2 | S | 150 | g | B211a cabinet | Twining,Matrai,Archer | 2014 |  | B | 30525-89-4 | report=1,000lb | Y
Paraformaldehyde | 2,2,2 | S | 100 | g | B201 hood cabinet | Lomas, M | 2018 |  | B | 30525-89-4 | report=1,000lb | Y
paraformaldehyde | 2,2,2 | S | 1000 | g | A201 Preserve Refrig | FCM | 2014 |  | A | 30525-89-4 | report=1,000lb | Y
Paraformaldehyde | 2,2,2 | S | 400 | g | A211 fridge | Emerson, D. | 2014 | EMS | A | 30525-89-4 | report=1,000lb | Y
Paraformaldehyde | 2,2,2 | S | 500 | g | B101 | Burns |  |  | B | 30525-89-4 | report=1,000lb
Paraformaldehyde | 2,2,2 | S | 100 | g | C201 | Aeppli, C. | 2014 |  | C | 30525-89-4 | report=1,000lb | Y
Paraformaldehyde solution (10% in phosphate buffered saline) | 1,2,0; Xn | L | 0 | L | A211 fridge | Emerson, D. | 2015 |  | A | 30525-89-4, 7647-14-5+7447-40-7+7558-79-4+7778-77-0
Paraformaldehyde solution (10%) | 1,2,0; Xn | L | 0.005 | L | B107 - toxic fridge | Martinez, Fernandez Robledo | 2015 |  | B | 30525-89-4 +water
Paraformaldehyde solution (10%) | 1,2,0; Xn | L | 0.055 | L | B201 dead frige | Lomas, M | ref above |  | B | 30525-89-4 +water
paraformaldehyde solution (16%) | 1,2,0; Xn | L | 30 | mL | A211 | Emerson, D. | 2015 | EMS | A | 30525-89-4 +water
paraformaldehyde solution (37%) | 2,0,0; Xn, Xi | L | 400 | g | A010 (chem storage) | NCMA | 2015 |  | A | 30525-89-4 +water
paraformaldehyde solution (4%) | 1,2,0; Xn | L | 0.04 | L | B211a hood cabinet | Twining,Matrai,Archer | 2017 |  | B | 30525-89-4 +water
paraformaldehyde solution (8%) | 1,2,0; Xn | L | 0.01 | L | B211a hood cabinet | Twining,Matrai,Archer | 2015 |  | B | 30525-89-4 +water
paraformaldehyde solution (8%) | 1,2,0; Xn | L | 100 | mL | A211 | Emerson, D. | 2015 | EMS | A | 30525-89-4 +water
paraformaldehyde solution, 4% in 0.1M PBS | 1,0,0 | L | 0.1 | L | A207 | Orcutt, B | 2017 |  | A | 30525-89-4 +water
Paraquat dichloride hydrate | 4,1,0 | S | 0.25 | g | B101 | Burns |  |  | B | 75365-73-0
PB Blaster | *2,4,0 | L | 0.3 | L | A009 AHU Room | Facilities | 2015 |  | A | 64742-47-8, 64742-94-5, 64742-52-5,124-38-9,91-20-3, 39464-69-7
PBS (phosphate buffered saline) 10x, pH 7.4 | 0,0,0 | L | 0.5 | L | A201 Non-tox fridge | FCM | 2014 |  | A | none listed
PBS 0.01 M solution (see Phosphate Buffered Saline) | 0,0,0 | L | 0.6 | L | B107 - mol.reag. cabinet | Martinez, Fernandez Robledo | 2015 |  | B | 7647-14-5, 7558-79-4, 7778-77-0, 7447-40-7
PBS powder (phosphate buffered saline), 10x | 1,0,0 | S | 90 | g | B107 - mol.reag. cabinet | Martinez, Fernandez Robledo | 2015 |  | B | 7647-14-5, 7558-79-4, 7778-77-0, 7447-40-7
PBS solution, 10X pH 7.4 | 0,0,0 | L | 1 | L | B107 - mol.reag. cabinet | Martinez, Fernandez Robledo | 2015 |  | B | 7647-14-5, 7558-79-4, 7778-77-0, 7447-40-7
PBS tablets, Omnipure | 1,0,0 | S | 200 | tablets | B101 | Burns |  |  | B | 7647-14-5, 7558-79-4, 7778-77-0, 7447-40-7
PCB 110 | 0,0,0 | S | 0.005 | g | C201 | Aeppli, C. | 2014 |  | C | 38380-03-9 | report=1 lb
PCB Congener Standard #2 (trimethylpentane) | *2,3,0 | L | 0.001 | L | C201 fridge | Aeppli, C. | 2013 |  | C | 540-84-1 | report=1 lb
PCB Oekanal (no.180), 2,2,3,4,4,5,5 | 0,0,0 | S | 0.01 | g | C201 | Aeppli, C. | 2014 |  | C | 35065-29-3 | report=1 lb
PCB-149 | 0,0,0 | S | 0.01 | g | C201 fridge | Aeppli, C. | 2014 |  | C | 38380-04-0 | report=1 lb
PCB-174 | 0,0,0 | S | 0.01 | g | C201 fridge | Aeppli, C. | 2018 |  | C | 38411-25-5 | report=1 lb
PCR Primers | 0,0,0, Xi | L | 0.005 | L | C205 | Countway, P. | none available 3/2017 | Operon | C | na
Penicillin G sodium salt | *3,0,0 | S | 5 | g | B211a cabinet | Twining,Matrai,Archer | 2014 |  | B | 69-57-8 | 10,000,000 units
Penicillin G sodium salt | *3,0,0 | S | 50 | g | B109 | Martinez, Fernandez Robledo | 2014 |  | B | 69-57-8
Penicillin G, Potassium salt | 2,0,0 | S | 6 | g | A105 Walk in 2º C | NCMA | 2014 |  | A | 113-98-4
penicillin-G, anhydrous | 2,0,0 | S | 25 | g | B103 refr | Balch, B. | 2014 |  | B | 113-98-4
Penicillin-Streptomycin |  | L | 0.02 | L | B101 | Burns |  |  | B
pentadecane, n- | 0,1,0 | L | 0.09 | L | A201 Hood | FCM | 2014 |  | A | 629-62-9
Pentanone, 3- | *2,3,0 | L | 0.5 | L | B211 | TArcher | 2015 |  | B | 96-22-0
pentylbenzene | 0,2,0 | L | 0.005 | L | C201 | Aeppli, C. | 2015 |  | C | 538-68-1
peptone | 0,0,0 | S | 500 | g | B109 | Martinez, Fernandez Robledo | 2014 |  | B | 73049-73-7
peptone, Bacto | 0,0,0 | S | 95 | g | B211a cabinet | Twining,Matrai,Archer | 2014 |  | B | 73049-73-7
peptone, Bacto | 0,0,0 | S | 500 | g | A205 S sink cpbd | SCGC | 2014 |  | A | 73049-73-7
peptone, Bacto | 0,0,0 | S | 750 | g | A112 | NCMA | 2015 | Difco 0118-01-8 | A | 73049-73-7
peptone, Bacto | 0,0,0 | S | 5000 | g | Greenhouse | NCMA | 2014 |  | A | 73049-73-7
peptone, Bacto | 0,0,0 | S | 200 | g | A201 Chem Shelf | FCM | 2014 |  | A | 73049-73-7
peptone, soy | 0,0,0 | S | 25000 | g | Greenhouse | NCMA | 2014 |  | A | 73049-73-7
Peptone, soy, AX | 0,0,0 | S | 100 | g | A211 | Emerson, D. | 2014 | Fluka | A | 73049-73-7
Peracetic acid (Peraclean) | 4,4,3 ,Ox | L | 5 | gal | Greenhouse/ lower | NCMA | 2019 | Evoniv Corp |  | 79-21-0, 7722-84-1, 64-19-7
Percoll | 0,0,0 | L | 0.25 | L | A207 | Orcutt, B | 2015 |  | A | 7631-86-9 | (silicone dioxide)
PERFLUORO-1-OCTANOL (1H,1H,2H,2H-) | 2,2,0 | S | 25 | g | A201, fridge #4 | SCGC | 2020 |  | A | 647-42-7 |  |  | AKA 3,3,4,4,5,5,6,6,7,7,8,8,8-Tridecafluoro-1-octanol
PERFLUORO-1-OCTANOL,1H,1H,2H,2H- (97%) | 2,2,0 | S | 5 | g | C201 | Aeppli,C | 2020 |  | C | 647-42-7
PERFLUOROOCTANESULFONAMIDE- | 3,1,0 | S | 0.25 | g | C201 | Aeppli,C | 2020 |  | C | 754-91-6
PERFLUOROOCTANOIC ACID, 95% | 3,3,0 | S | 5 | g | C201 | Aeppli,C | 2020 |  | C | 335-67-1
perfluorotributylamine (PFTBA) | 2,0,0 | L | 0.002 | L | B211 | TArcher | 2014 |  | B | 311-89-7
periodic acid | *3,0,2 | S | 50 | g | A101 | BAS | 2013 |  | A | 10450-60-9
Peroxide Cleaner | *3,0,1 | L | 2 | L | A002, C201 | Facilities | 2015 | Custodial Closet | A,C | 722-84-1
Perylene-D12 | 1,0,0 | S | 0.025 | g | C201 dry cabinet | Aeppli, C. | 2012 |  | C | 1520-96-3
pH cleaner (A,B,C,D) | *3,0,1 | L | 1 | L | B101 | Balch, B. | 2013 |  | B | 7647-01-01-0(4%), 7681-52-9(2%), water | hydrochloric acid, sodium hypochlorite (active ingreds)
ph cleaner A | 2,0,0 | L | 0.25 | L | C008 | Balch, B. | 2013 |  | C | 9001-75-6+7647-01-0+99-76-3+7732-18-15
ph cleaner B | 2,0,1 | L | 0.25 | L | C008 | Balch, B. | 2013 | 2%NaClOH+water | C | 7681-52-9+7732-18-15
ph cleaner C | *3,0,0 | L | 0.25 | L | C008 | Balch, B. | 2013 | 4%HCl+water | C | 7647-01-0+7732-18-15
ph cleaner D | 0,0,0 | L | 0.25 | L | C008 | Balch, B. | 2013 |  | C | 7778-77-0+7558-79-4+32612-48-9+99-76-3+9002-93-1+7732-18-5
pH electrode storage buffer | 0,0,0 | L | 0 | L | A101 | BAS | 2014 |  | A | proprietary
pH electrode storage solution | 0,0,0 | L | 0.5 | L | A211 | Emerson, D. | 2014 | Oakton | A | proprietary
pH storage solution (potassium chloride) | 0,0,0 | L | 0.5 | L | C105 | Price, N. | 2014 |  | C | proprietary
Phase Lock gel | 0,0,0 | L/S | 0.002 | L | B107 - freezer | Martinez, Fernandez Robledo | 2017 |  | B | none listed
Phellandrene, Alpha-, natural, std | 2,2,0 | L | 1 | g | C201 | Aeppli, C. | 2014 | Sigma W285611-sample-K | C | 99-83-2
Phenanthrene | 1,0,0 | S | 5 | g | C201 | Aeppli, C. | 2017 |  | C | 85-01-8 | report 5000lb
Phenanthrene-D10 | 2,0,0 | S | 0.1 | g | C201 | Aeppli, C. | 2012 |  | C | 1517-22-2
Phenanthrenequinone (9,10-) | 2,1,0 | S | 5 | g | C201 | Aeppli, C. | 2014 |  | C | 84-11-7
phenanthroline monohydrate (1,10-) | 2,0,0 | S | 15 | g | B211a cabinet | Twining,Matrai,Archer | 2014 |  | B | 5144-89-8
phenethylamine, 2- (PEA) | *3,2,0 | L | 0.2 | L | B101, B113A Rad lab | Balch, B. | 2014 | refrigerate | B | 64-04-0
Phenol | *3,2,0 | L | 0.4 | L | A207 | Orcutt, B |  |  | A | 108-95-2 | report=500lb
Phenol | *3,2,0 | S | 25 | g | C201 dry cabinet | Aeppli, C. | 2014 |  | C | 108-95-2 | report=500lb | Y
phenol | *3,2,0 | S | 100 | g | C105 | Price, N. | 2014 |  | C | 108-95-2 | report=500lb | Y
Phenol Chloroform Isoamylo Alcohol 25:24:1 | *3,1,1, Xn | L | 0.4 | L | C101 | Rasher-Education | 2020 |  | C | 108-95-2, 67-66-3, 123-51-3 | in SDS binders
Phenol liquid | *3,2,0 | L | 0.4 | L | B107 - toxic fridge | Martinez, Fernandez Robledo | 2015 |  | B | 108-95-2 | report=500lb | Y
phenol liquid | *4,2,0 | L | 0.125 | L | B201 AA fridge | Lomas, M | 2018 | AA | B | 108-95-2 | report=500lb | Y
phenol red | 2,0,0 | S | 10 | g | B211a cabinet | Twining,Matrai,Archer | 2014 |  | B | 143-74-8
Phenol solution (citrate saturated phenyl) | *3,0,0 | L | 0.1 | L | A201 FCM hood | SCGC | 2019 |  | A | 108-95-2, 77-92-9
Phenol:Chloroform 5:1 | *3,2,0 Xn | L | 0.1 | L | B107 | Martinez, Fernandez Robledo | 2014 |  | B | 108-95-2(80%)+67-66-3(20%)
Phenol:Chloroform, 1:1 | *3,2,0 Xn | L | 0.045 | L | C205 | Countway, P. | 2014 | sealed steel container | C | 108-95-2(50%)+67-66-3(50%)
phenol:chloroform, 5:1 | *3,2,0 Xn | L | 0.1 | L | C205 | Countway, P. | 2014 |  | C | 108-95-2(80%)+67-66-3(20%)
Phenol:chloroform:isoamyl alcohol 25:24:1 | *3,1,1, Xn | L | 0.1 | L | A201 FCM hood | SCGC | 2020 |  | A | 108-95-2, 67-66-3, 123-51-9
Phenol:chloroform:isoamyl alcohol 25:24:1 | *3,1,1, Xn | L | 0.1 | L | A207 fridge | Orcutt, B | 2020 |  | A | 108-95-2, 67-66-3, 123-51-3
Phenol:chloroform:isoamyl alcohol 25:24:1 | *3,1,1, Xn | L | 0.4 | L | A109 Refrigerator | NCMA | 2018 |  | A | with 136112-00-0 | phenol50%+chloroform48%+methylbutanol2%
Phenol:chloroform:isoamyl alcohol 25:24:1 | *3,1,1, Xn | L | 0.2 | L | B107 - toxic fridge | Martinez, Fernandez Robledo | 2020 |  | B | 108-95-2, 67-66-3, 123-51-5 | phenol50%+chloroform48%+methylbutanol2%
Phenol:chloroform:isoamyl alcohol 25:24:1 | *3,1,1, Xn | L | 0.1 | L | A211 | Emerson, D. | 2020 |  | A | 108-95-2, 67-66-3, 123-51-6 | phenol50%+chloroform48%+methylbutanol2%
Phenol:chloroform:isoamyl alcohol 25:24:1 | *3,1,1, Xn | L | 0.1 | L | A211 fridge | Emerson, D. | 2020 | Sigma | A | 108-95-2, 67-66-3, 123-51-7 | phenol50%+chloroform48%+methylbutanol2%
Phenol:chloroform:isoamyl alcohol 25:24:1 | *3,1,1, Xn | L | 1.4 | L | C206 | Countway, P. | 2020 |  | C | 108-95-2, 67-66-3, 123-51-8 | phenol50%+chloroform48%+methylbutanol2%
Phenylenediamine dihydrochloride, p- | 2,0,0 | S | 25 | g | B107 - toxic fridge | Martinez, Fernandez Robledo | 2014 |  | B | 624-18-0 | no RQ
phenylmethanesulfonyl fluoride (PMSF) | 2,0,0 | S | 1 | g | B107 freezer | Martinez, Fernandez Robledo | 2016 | Sigma | B | 329-98-6
Phi 29 reaction buffer, 10x | 0,0,0 | L | 0.5 | L | A205 -80#1 | SCGC | 2016 |  | A | proprietary
phi29 polymerase | 0,0,0 | L | 0.012 | L | A205 -80#1+-20#2 | SCGC | 2015 |  | A | na
Phloroglucinol | *2,0,0 | S | 100 | g | C101 | Rasher, D. | 2015 |  | C | 108-73-6
phosphate buffer | 0,0,0 | S | 3 | g | A201 Chem Shelf | FCM | 2014 |  | A | 7732-18-5+6381-92-6+7487-94-7+7778-77-0+7558-79-4
phosphate buffer solution | 0,0,0 | L | 0.05 | L | A110 | NCMA | 2015 |  | A | 7447-40-7+7558-79-4+7647-14-5+7778-77-0+7732-18-5
Phosphate Buffered Saline (aka PBS) solutions | 0,0,0 | L | 2 | L | A201 Non-tox refrig | FCM | 2015 |  | A | 7447-40-7+7558-79-4+7647-14-5+7778-77-0+7732-18-5 | potassium chloride 1%+sodium phosphate dibasic 1%+sodium chloride 8%+potassium phosphate monobasice 1%+water 89%
Phosphate Buffered Saline (PBS) | 0,0,0 | L | 0.3 | L | A211 | Emerson, D. | 2015 |  | A | 7447-40-7+7558-79-4+7647-14-5+7778-77-0+7732-18-5
Phosphate Buffered Saline, 10x (PBS) | 0,0,0 | L | 0.2 | L | A205 fridge#1 | SCGC | 2015 |  | A | 7447-40-7+7558-79-4+7647-14-5+7778-77-0+7732-18-5
phosphate citrate buffer pH 5 | 2,0,0 | S, L | 100 | g | B211a cabinet | Twining,Matrai,Archer | 2015 |  | B | 7558-79-4+77-92-9+328-39-2
phosphate colorimetric kit | 3,0,0 | L | 0.015 | L | A207 | Orcutt, B | 2015 | Sigma | A | multiple components
Phosphonoacetic acid | 1,0,0 | L | 8 | g | B201 | Lomas, M | 2014 | Phos TDP | B | 4408-78-0
Phosphoric acid 85% | *3,0,0 | L | 0.1 | L | C201 | Aeppli,C | 2016 |  | C | 7664-38-2 |  | Y
phosphoric acid solution, 10%v/v | *3,0,0 | L | 0.2 | L | B211a hood cabinet | Twining,Matrai,Archer | 2016 |  | B | 7664-38-2 +water
phosphoric acid solution, 90% | *3,0,0 | L | 0.125 | L | B211a hood cabinet | Twining,Matrai,Archer | 2016 |  | B | 7664-38-2 | report=5,000lb | Y
Phosphoric acid, AA3 reagent, 1.52N | *3,0,0 | L | 1.5 | L | B201 hood cabinet | Lomas, M | ref above | AA | B | 7664-38-2 +water | report=5,000lb
Phosphoric acid, ortho-, 85% aqu Soln | *3,0,0 | L | 0.5 | L | A010 Acid cab | Orcutt, B | 2016 | Fisher | A | 7664-38-2 | report=5,000lb | Y
Phosphoric acid, ortho-, 85% aqu Soln | *3,0,0 | L | 2.5 | L | A101 | BAS | 2016 | Fisher | A | 7664-38-2 | report=5,000lb | Y
Phosphoric acid, ortho-, 85% aqu Soln | *3,0,0 | L | 0.5 | L | B101 | Balch, B. | 2016 |  | B | 7664-38-2 | report=5,000lb | Y
Phosphoric acid, ortho-, 85% aqu Soln (conc) | *3,0,0 | L | 0.45 | L | B201 hood cabinet | Lomas, M | 2016 | AA | B | 7664-38-2 | report=5,000lb | Y
phosphoric acid, ortho-, solution, 1% | *3,0,0 | L | 0.1 | L | Rad | Balch, B. | 2016 |  | B | 7664-38-2 +water
Phosphotungstic acid (aka Sodium polytungstate) | *3,0,0 | S | 10 | g | B107 - hood cabinets | Martinez, Fernandez Robledo | 2014 |  | B | 12501-23-4
PhosVer 3 Phosphate reagent | *3,0,0 | S | 25 | g | B107 - hood cabinets | Martinez, Fernandez Robledo | 2018 |  | B | mixture | K pyrosulfate, ascorbic acid, NaMo
phthaldialdehyde, o- | *3,1,0 | S | 1 | g | A207 fridge | Orcutt, B | 2016 |  | A | 643-79-8
phthaldialdehyde, o- | *3,1,0 | S | 5 | g | A201 FACS freezer | FCM | 2016 |  | A | 643-79-8
Phthalic Acid | 2,0,0 | S | 25 | g | A101 | BAS | 2014 |  | A | 88-99-3
Phusion HF 2x Master Mix | 0,0,0 | L | 0.001 | L | B107 - Freezer | Martinez, Fernandez Robledo | 2016 | ThermoFisher C68V1 | B | none listed
phycoerythrin, R | 0,0,0 | L | 0.02 | L | A201 Non-tox refrig | FCM | 2016 |  | A | none assigned
Pico Green (Quant-IT Pico Green dsDNA reagent) | 1,2,0 | L | 0.001 | L | A205 -20#1 | SCGC | 2015 |  | A | none+67-68-5
Pico Green (Quant-IT Pico Green dsDNA reagent) | 1,2,0 | L | 0.002 | L | A201 freezer | FCM | 2015 |  | A | none+67-68-5
picolinic acid, 99% | 1,0,0 | S | 4 | g | A211 | Emerson, D. | 2014 | Sigma | A | 98-98-6
pinacyanol chloride | 0,0,0 | S | 1 | g | B211a cabinet | Twining,Matrai,Archer | 2012 |  | B | 2768-90-3
PIPES buffer (piperazine-N,N-bis(2ethanesulfonic acid) | 0,0,0 | S | 100 | g | A109 shelves | NCMA | 2015 |  | A | 5625-37-6
PIPES sesquisodium salt | 0,0,0 | S | 125 | g | B211a cabinet | Twining,Matrai,Archer | 2014 |  | B | 100037-69-2
Plant Growth Regulator kit | 0,0,0 | L | 1 kit | kit | A201 FACS freezer | FCM | 2015 | Sigma pgr-1 | A | mixture
Plant Preservative Mixture (PPM) | 1,0,0 | L | 0.1 | L | A110 refrigerator | NCMA | 2016 |  | A | proprietary
Pluronic F- (10%) | 0,0,0 | L | 0.1 | L | A201 | SCGC | 2020 |  | A | none
pluronic F-127 (Acetoxymethyl Ester) | 1,0,0 | S | 0.05 | g | A201 FACS freezer | FCM | 2015 |  | A | 9003-11-6
poirrier blue (see Methyl Blue) | 1,0,0 | S | ref |  | B211a cabinet | Twining,Matrai,Archer | ref |  | B | 28983-56-4
poly-dA (polydeoxyadenylic acid) | 0,0,0 | S | 0.165 | g | B107 -20freezer | Martinez, Fernandez Robledo | 2014 |  | B | 85578-95-6
Poly-L-Lysine solution | 0,0,0 | L | 0.01 | L | B107 - EM cabinet | Martinez, Fernandez Robledo | 2012 |  | B | 7732-18-5
Poly(ethylene glycol) diacrylate MW 3400 (Alfra Aesar, AA4649703) | 2,1,0 | L | 0.1 | L | A201 fridge #4 | SCGC | 2020 |  | A | 26570-48-9
Poly(ethylene glycol) diacrylate MW 575 (Sigma-Aldrich, 437441-100ML) | 2,1,0 | L | 0.1 | L | A201 fridge #4 | SCGC | 2020 |  | A | 26570-48-9
Poly(ethylene glycol) diacrylate MW 8000 (Alfra Aesar, AA4680103) | 2,1,0 | L | 0.1 | L | A201 fridge #4 | SCGC | 2020 |  | A | 26570-48-9
Poly/Bed 812 | 2,1,0 | L | 0.5 | L | B107 - EM cabinet | Martinez, Fernandez Robledo | 2012 |  | B | 25038-04-4
polycyclic aromatic hydrocarbon (PAH) standard mix (Sigma-Aldrich 861291) ** | *2,3,0 | L | 0.001 | L | C201 dry cabinet | Aeppli, C. | 2015 |  | C | 75-09-2+67-56-1+91-20-3 (1%) | methylene chloride+methanol+naphthalene
polyethylene glycol (PEG 200) | 0,0,0 | S | 250 | g | A205 S sink cpbd | SCGC | 2015 |  | A | 25322-68-3
polyethylene glycol (PEG 4000) | 0,0,0 | S | 1000 | g | B101 | Burns |  |  | B | 25322-68-3
polyethylene glycol (PEG 8000) | 0,0,0 | S | 500 | g | A207 | Orcutt, B | 2016 |  | A | 25322-68-3
polyethylene glycol (PEG 8000) | 0,0,0 | L | 1000 | g | B109 | Martinez, Fernandez Robledo | 2015 |  | B | 25322-68-3
polyethylene glycol (PEG 8000) | 0,0,0 | S | 1000 | g | B101 | Burns |  |  | B | 25322-68-3
polyethylene glycol (PEG) | 0,0,0 | S | 4500 | g | B107 - mol.reag. cabinet | Martinez, Fernandez Robledo | 2015 | sigma 81260 | B | 25322-68-3
polyethylene glycol (PEG) | 0,0,0 | S | 5 | g | B211a cabinet | BAS | 2015 |  | B | 25322-68-3
polyethylene glycol sol., 40% | 0,0,0 | L | 0.05 | L | A205 fridge#1 | SCGC | 2015 |  | A | 25322-68-3+7732-18-5
polymer beads (50um) in water | 0,0,0 | L | 0.015 | L | A201 Non-tox refrig | FCM | 2014 |  | A | mixture
polymerase, EconoTaq Plus Green 2X MM (see Taq polymerase) | 0,0,0 | L | 0.008 | L | B107- freezer | Martinez, Fernandez Robledo | 2016 |  | B | 56-81-5
polymerase, HotStar Taq Plus DNA polymerase | 0,0,0 | L | 0.001 | L | B107 | Martinez, Fernandez Robledo | 2016 |  | B | 56-81-5
polymerase, New England Biolabs Long Amp Taq | 0,0,0 | L | 0.001 | L | B107 - freezer | Martinez, Fernandez Robledo | 2016 |  | B | none listed
polymerase, RedTaq DNA polymerase (see Taq polymerase) | 0,0,0 | L | 0.005 | L | B107 -20freezer | Martinez, Fernandez Robledo | 2016 |  | B | none
polymerase, RedTaq Jumpstart polymerase (see Taq polymerase) | 0,0,0 | L | 0.02 | L | B107 -20freezer | Martinez, Fernandez Robledo | 2016 |  | B | none
polymerase, Sequenase V 2.0 DNA polymerase | 2,0,0 | L | 0.001 | L | B107 freezer | Martinez, Fernandez Robledo | 2016 | VWR | B | proprietary
polymyxin b solution | 1,0,0 | L | 0 | L | A211 fridge | Emerson, D. | 2012 |  | A | 1405-20-5
polyvinylpolypyrrolidone (PVPP) | 0,0,0 | S | 0 | g | A211 | Emerson, D. | 2014 | Sigma PVP-40 | A | 9003-39-8
polyvinylpolypyrrolidone diver (PVPP) | 0,0,0 | L | 100 | g | C105 | Price, N. | 2014 |  | C | 9003-39-8
Polyvinylpyrrolidone (PVP) | 0,0,0 | S | 40 | g | A112 | NCMA | 2015 | Sigma PVP-40 | A | 9003-39-8
Polyvinylpyrrolidone (PVP) | 0,0,0 | S | 50 | g | B101 | Burns |  |  | B | 9003-39-8
Polyvinylpyrrolidone (PVP) | 0,0,0 | S | 500 | g | C109 | Fields, D. | 2015 |  | C | 9003-39-8
potassium acetate | 0,0,0 | S | 400 | g | A112 | NCMA | 2014 |  | A | 127-08-2
potassium acetate | 0,0,0 | S | 100 | g | B107 - mol.reag. cabinet | Martinez, Fernandez Robledo | 2014 |  | B | 127-08-2
potassium acetate | 0,0,0 | S | 500 | g | B101 | Burns |  |  | B | 127-08-2
potassium antimonyl tartrate hydrate (aka APT = antimonyl potassium tartrate) | 2,0,0 | S | 45 | g | B201 | Lomas, M | 2016 | Phos & AA | B | 331753-56-1
potassium borate powder (buffer) (potassium tetraborate) | 0,0,0 | S | 500 | g | A010 | Fields, D. | 2012 | was Larsen | A | 12045-78-2
potassium bromide | 2,0,0 | S | 540 | g | B211a cabinet | Twining,Matrai,Archer | 2015 | multiple containers | B | 7758-02-3 | no RQ
Potassium bromide | 2,0,0 | S | 600 | g | A112 | NCMA | 2015 | Baker/Fisher | A | 7758-02-3 | no RQ
Potassium bromide | 2,0,0 | S | 500 | g | B105 | Martinez, Fernandez Robledo | 2015 |  | B | 7758-02-3 | no RQ
Potassium bromide KBr | 2,0,0 | S | 100 | g | C201 | Aeppli, C. | 2015 |  | C | 7758-02-3 | no RQ
potassium carbonate anhydrous | 2,0,0 | S | 100 | g | C201 | Aeppli, C. | 2014 |  | C | 584-08-7
potassium chloride | 0,0,0 | S | 950 | g | B211a cabinet | Twining,Matrai,Archer | 2015 | multiple containers | B | 7447-40-7
Potassium chloride | 0,0,0 | S | 500 | g | A205 N sink cpbd | SCGC | 2015 |  | A | 7447-40-7
Potassium Chloride | 0,0,0 | S | 500 | g | A207 | Orcutt, B | 2015 | Amresco | A | 7447-40-7
Potassium chloride | 0,0,0 | S | 650 | g | A112 | NCMA | 2015 | Fisher/Baker | A | 7447-40-7
Potassium chloride | 0,0,0 | S | 250 | g | B201 | Lomas, M | 2018 | Whitney, L | B | 7447-40-7
Potassium chloride | 0,0,0 | S | 500 | g | C205 | Countway, P. | 2015 | Sigma | C | 7447-40-7
Potassium chloride | 0,0,0 | S | 500 | g | B101 | Burns |  |  | B | 7447-40-7
potassium chloride | 0,0,0 | S | 500 | g | B101 | Balch, B. | 2015 |  | B | 7447-40-7
potassium chloride ACS reagent grade | 0,0,0 | S | 450 | g | A211 | Emerson, D. | 2015 | Sigma | A | 7447-40-7
potassium chloride w/ AgCl, 4M | 1,0,0 | L | 1.1 | L | A112+A109 under scale | NCMA | 2014 |  | A | 7783-90-6, 7447-40-7
potassium chloride, 4M, sat. with silver chloride | 1,0,0 | L | 0.2 | L | Van | Balch, B. | 2014 |  | B | 7447-40-7 +
potassium chloride, anhydrous | 0,0,0 | S | 500 | g | C201 | Aeppli, C. | 2015 |  | C | 7447-40-7
potassium chloride, saturated solution (electrode soln) | 0,0,0 | L | 84 | L | A211 (DE cupboard) | Emerson, D. | 2014 |  | A | 7447-40-7
Potassium Chromate | 2,0,0, Xn | S | 475 | g | A112 | NCMA | 2015 | Baker Chemical 3058-1 | A | 7789-00-6 | report=10lb | Y
potassium chromate | 2,0,0, Xn | S | 25 | g | B105 | Martinez, Fernandez Robledo | 2015 | sigma 60139 | B | 7789-00-6 | report=10lb | Y
Potassium chromate | 2,0,0, Xn | S | 100 | g | C205 | Countway, P. | 2015 | Sigma | C | 7789-00-6 | report=10lb | Y
potassium cyanide | *4,0,0 | S | 25 | g | A211 | Emerson, D. | 2016 | DE cupboard | A | 151-50-8 | report=10 lb
Potassium dichromate | *4,0,1 ox | S | 56.25 | g | A112 | NCMA | 2014 | Mallinckrodt 6770 | A | 7778-50-9 | report=10 lb
Potassium dihydrogen phosphate (aka potassium phosphate monobasic) | 0,0,0 | S | 500 | g | B105 | Martinez, Fernandez Robledo | 2014 |  | B | 7778-77-0
Potassium Ferricyanide | 0,0,0 | S | 250 | g | A207 | Orcutt, B | 2015 | EMD | A | 13746-66-2 | no RQ
potassium ferrocyanide | 0,0,0 | S | 100 | g | B211a cabinet | Twining,Matrai,Archer | 2014 |  | B | 13943-58-3 | no RQ
Potassium hexacyanoferrate(II) trihydrate | 1,0,1 | S | 25 | g | C201 | Aeppli,C | 2019 |  | C | 14459-95-1
Potassium Hydrogen Phthalate | 0,0,0 | S | 250 | g | A207 | Orcutt, B | 2014 | Alfa Aesar | A | 877-24-7
potassium hydrogen phthalate (aka potassium phthalate) | 0,0,0 | S | 250 | g | B211a cabinet | Twining,Matrai,Archer | 2014 |  | B | 877-24-7
potassium hydroxide (KOH) solution | *3,0,0 | L | 0.05 | g | A205 fridge#1 | SCGC | 2017 | Fisher P251 | A | 1310-58-3
Potassium Hydroxide (trace metals pure) | *3,0,0 | S | 100 | g | B101 | Burns | 2017 |  | B | 1310-58-3
Potassium Hydroxide Cartridge (EluGen EGC III KOH) | *3,0,1 | L | 0.75 | L | A203 | Orcutt, B | 2017 | ThermoFisher | A | 1310-58-3+7732-18-5
potassium hydroxide pellets | *3,0,0 | S | 500 | g | B211a cabinet | Twining,Matrai,Archer | 2017 |  | B | 1310-58-3 | report=1,000 lb | Y
potassium hydroxide pellets | *3,0,0 | S | 1000 | g | A205 N sink cpbd | SCGC | 2017 | Fisher P251 | A | 1310-58-3 | report=1,000 lb | Y
potassium hydroxide pellets | *3,0,0 | S | 500 | g | A112 | NCMA | 2017 | Allied Chemical | A | 1310-58-3 | report=1,000 lb | Y
potassium hydroxide pellets | *3,0,0 | S | 200 | g | B107 - hood cabinets | Martinez, Fernandez Robledo | 2017 |  | B | 1310-58-3 | report=1,000 lb | Y
potassium hydroxide pellets | *3,0,0 | S | 235 | g | A211 | Emerson, D. | 2017 | Sigma | A | 1310-58-3 | report=1,000 lb | Y
Potassium hydroxide pellets | *3,0,0 | S | 250 | g | C205 | Countway, P. | 2017 |  | C | 1310-58-3 | report=1,000 lb | Y
Potassium hydroxide pellets | *3,0,0 | S | 500 | g | C201 | Aeppli, C. | 2017 |  | C | 1310-58-3 | report=1,000 lb | Y
potassium hydroxide solution, 11.6M | *3,0,0 | L | 1 | L | C205 | Countway, P. | 2016 | was SCGC | C | 1310-58-3 +water
Potassium hydroxide solution, 45% | *3,0,0 | L | 0.1 | g | B107 - hood cabinets | Martinez, Fernandez Robledo | 2016 |  | B | 1310-58-3+7732-18-5
potassium hydroxide, 10% | *3,0,0 | L | 0.05 | L | A201 Hood | FCM | 2018 |  | A | 1310-58-3 +water
Potassium Iodate | 2,0,2,ox | S | 4.8 | g | C205 | Countway, P. | 2012 | Sigma | C | 7758-05-6
potassium iodide | 2,0,0 | L | 250 | L | B211 | TArcher | 2014 |  | B | 7681-11-0
Potassium Iodide | 2,0,0 | S | 500 | g | C105 | Fields, D. | 2014 |  | C | 7681-11-0
potassium iodide | 2,0,0 | S | 100 | g | A201 Chem Shelf | FCM | 2014 |  | A | 7681-11-0
Potassium Iodide | 2,0,0 | S | 50 | g | C205 | Countway, P. | 2014 | from Bob's Lab | C | 7681-11-0
Potassium Iodide | 2,0,0 | S | 125 | g | C205 | Countway, P. | 2014 |  | C | 7681-11-0
potassium nitrate | 0,0,1, Ox | S | 100 | g | B211a cabinet | Twining,Matrai,Archer | 2017 |  | B | 7757-79-1
Potassium Nitrate | 0,0,1, Ox | S | 50 | g | A207 | Orcutt, B | 2017 | Alfa Aesar | A | 7757-79-1
potassium nitrate | 0,0,1, Ox | S | 500 | g | A112 | NCMA | 2017 | sigma P8394 | A | 7757-79-2
Potassium nitrate | 0,0,1, Ox | S | 500 | g | B201 | Lomas, M | 2018 | AA standard | B | 7757-79-1
potassium nitrate | 0,0,1, Ox | S | 500 | g | A010 Chem storage | Emerson, D. | 2017 | Sigma | A | 7757-79-1
Potassium nitrate | 0,0,1, Ox | S | 500 | g | C205 | Countway, P. | 2017 | Sigma | C | 7757-79-1
Potassium nitrate - 15N | 0,0,1, Ox | S | 2.5 | g | B201 box | Lomas, M | 2014 | Mound Facility & Icon Services # 5547 | B | none listed, 57654-83-8
potassium permanganate | *3,0,2 ox | S | 500 | g | C105 | Price, N. | 2016 |  | C | 7722-64-7 | report=100 lb
potassium permanganate | *3,0,2 ox | S | 500 | g | A211, hood | Emerson, D. | 2016 | Ward Science | A | 7722-64-7 | report=100 lb
Potassium persulfate | 2,0,1 ox | S | 525 | g | B201 | Lomas, M | 2018 | Phos TDP | B | 7727-21-1
potassium phosphate dibasic | 1,0,1 | S | 550 | g | B211a cabinet | Twining,Matrai,Archer | 2014 |  | B | 7758-11-4
potassium phosphate dibasic | 1,0,1 | S | 500 | g | A112 | NCMA | 2014 | Sigma/Mallinckrodt/Allied Chem | A | 7758-11-4
potassium phosphate dibasic | 1,0,1 | S | 75 | g | A211 | Emerson, D. | 2014 | Sigma | A | 7758-11-4
Potassium phosphate dibasic | 1,0,1 | S | 250 | g | B101 | Burns | 2014 |  | B | 7758-11-4
potassium phosphate dibasic anhydrous | 1,0,1 | S | 250 | g | A112 | NCMA |  | Sigma |  | 7758-11-4
potassium phosphate dibasic, anhydrous | 1,0,1 | S | 100 | g | C201 | Aeppli, C. | 2014 |  | C | 7758-11-4
potassium phosphate monobasic | 1,0,1 | S | 1000 | g | B211a cabinet | Twining,Matrai,Archer | 2017 | RRLG | B | 7778-77-0
potassium phosphate monobasic | 1,0,1 | S | 100 | g | A203 | Orcutt, B | 2017 | sigma | A | 7778-77-0
Potassium phosphate monobasic | 1,0,1 | S | 500 | g | A112 | NCMA | 2017 | Fisher Scientific P-285 | A | 7778-77-0
potassium phosphate monobasic | 1,0,1 | L | 100 | g | B105 | Martinez, Fernandez Robledo | 2017 |  | B | 7778-77-0
potassium phosphate monobasic | 1,0,1 | S | 200 | g | A211 | Emerson, D. | 2017 | Fisher | A | 7778-77-0
potassium phosphate monobasic | 1,0,1 | S | 950 | g | C205 | Countway, P. | 2017 | from Bob's Lab | C | 7778-77-0
Potassium phosphate monobasic | 1,0,1 | S | 100 | g | B101 | Burns | 2017 |  | B | 7778-77-0
potassium phosphate monobasic | 1,0,1 | S | 100 | g | C201 | Aeppli, C. | 2017 |  | C | 7778-77-0
potassium phosphate monobasic | 1,0,1 | S | 30 | g | B201 | Lomas, M | 2018 | Phos /AA standard | B | 7778-77-0
Potassium phosphate monobasic anhydrous | 1,0,1 | S | 500 | g | C205 | Countway, P. | 2017 | Sigma | C | 7778-77-0
Potassium phosphate monobasic anhydrous | 0,0,1 | s | 50 | 9 | A101 | BAS | 2018 |  | A | 7778-77-0
Potassium phosphate tribasic-granular | 0,0,0 | S | 300 | g | A112 | NCMA | 2015 | Mallinckrodt 7108 | A | 7778-53-2
potassium phosphate, monobasic | 0,0,0 | S | 100 | g | A205 N sink cpbd | SCGC |  |  | A
Potassium sulfate | 0,0,0 | S | 250 | g | A112 | NCMA | 2015 | Mallinckrodt 7140 | A | 7778-80-5
potassium tetraborate | 0,0,0 | S | 0 | g | B211a cabinet | Twining,Matrai,Archer | 2014 |  | B | 12045-78-2
potassium tetraborate tetrahydrate | 0,0,0 | S | 500 | g | B107 - mol.reag. cabinet | Martinez, Fernandez Robledo | 2014 |  | B | 12045-78-2
potassium tetraborate tetrahydrate | 0,0,0 | S | 400 | g | B101 | Balch, B. | 2014 |  | B | 12045-78-2
Potato Dextrose Agar | 0,0,0 | S | 100 | g | A211 | Emerson, D. | 2014 | VWR | A | none
Powersoil kit (MoBio, beads, Solution C6) | 0,0,0 | L | 0.018 | L | A211 | Emerson, D. | 2020 | Qiagen | A | multiple components
Powersoil kit (MoBio, C1, C2, and C3 solution) | 1,2,0 | L | 0.0566 | L | A211 | Emerson, D. | 2020 | Qiagen | A | multiple components
Powersoil kit (MoBio, C4) | 2,1,0 | L | 0.144 | L | A211 | Emerson, D. | 2020 | Qiagen | A | multiple components
Powersoil kit (MoBio, C5) | *2,3,0 | L | 0.055 | L | A211 | Emerson, D. | 2020 | Qiagen | A | multiple components
PowerViral DNA/RNA kit | *2,3,0 | L | 50 rxns | kit | B107 | Martinez, Fernandez Robledo | 2015 |  | B | multiple components
PowerWater DNA extraction kit (components MoBio, PW1-6) | 2,2,0 | L | 100 | units | C205 | Countway, P. | 2016 | MoBio | C | CBI, CBI, CBI+64-17-5, 67-63-0, 64-17-5, 1185-53-1+77-86-1
PowerWater RNA extraction kit (MoBio, components PWR1-8) | 2,2,0 | L | 50 | units | C205 | Countway, P. | 2016 | MoBio | C | CBI, CBI, CBI+CBI, 64-17-5, 67-63-0, 1185-53-1+7647-14-5+7786-30-3, CBI, 7732-18-5
PrimeTime qPCR MasterMix | 0,0,0 | L | 0.005 | L | C205 | Countway, P. | 2015 | IDT | C | None listed on SDS
primulin | 2,0,0 | S | 500 | g | B211a cabinet | Twining,Matrai,Archer | 2013 |  | B | 30113-37-2
primulin | 2,0,0 | S | 75 | g | A201 Slide Drawer | FCM | 2013 |  | A | 30113-37-2
proflavine (=3,6-diaminoacridine HCl) | 0,0,0 | S | 45 | g | A201 Slide Drawer | FCM | 2014 |  | A | 952-23-8
Proline, L- | 0,0,0 | S | 15 | g | A112 | NCMA | 2014 | Sigma, #P-8449 | A | 147-85-3
ProLong Diamond Antifade Mountant | 1,0,0 | L | 0.002 | L | B107 - Freezer | Martinez, Fernandez Robledo | 2014 |  | B | NA
ProLong Diamond Antifade Mountant w/ DAPI | 1,0,0 | L | 0.002 | L | B107 - Freezer | Martinez, Fernandez Robledo | 2014 |  | B | NA
Prolong Gold Antifade kit | *4,0,0 | L | 0.01 | L | A201 FACS freezer | FCM | 2016 | Invitogen | A | 26628-22-8+56-81-5
propane | *2,4,0 | L | 1520 | L | Admin/OM | Facilities | 2015 | max fill is 80% | Admin | 74-98-6 | 10,000lb TQ | Y
propane | *2,4,0 | L | 760 | L | Shore facility | Facilities | 2015 | max fill is 80% | Shore | 74-98-6 | 10,000lb TQ | Y
propane | *2,4,0 | L | 6080 | L | above-ground | Facilities | 2015 | max fill is 80% | tanks | 74-98-6 | 10,000lb TQ | Y
propane | *2,4,0 | L | 12160 | L | in-ground | Facilities | 2015 | max fill is 80% | underground | 74-98-6 | 1.2 lb/liter | Y
propane | *2,4,0 | L | 0.8 | L | B101 flam | Balch, B. | 2015 |  | B | 74-98-6 | 1.2 lb/liter | Y
propane (small bottle) | *2,4,0 | L | 4 | L | B209 | TArcher | 2015 |  | B | 74-98-6 | 1.2 lb/liter | Y
propane (small bottle) | *2,4,0 | L | 4 | L | B107 bench | Martinez, Fernandez Robledo | 2015 |  | B | 74-98-6 | 1.2 lb/liter | Y
Propanol, 2- (see Isopropanol) | *2,3,0 | L | ref |  | A010 (chem storage) | NCMA | 2015 |  | A | 67-63-0 | no RQ
propidium iodide | 2,0,0 | S | 0.05 | g | A207 freezer | Orcutt, B | 2014 |  | A | 25535-16-4
Propidium iodide | 2,0,0 | L | 0.005 | L | B107 - Live fridge | Martinez, Fernandez Robledo | 2014 |  | B | 25535-16-4
propidium iodide | 2,0,0 | S | 0.175 | g | A201 FACS freezer | FCM | 2014 |  | A | 25535-16-4
propidium iodide | 2,0,0 | S | 0.01 | g | B103 refr | Balch, B. | 2014 |  | B | 25535-16-4
propidium iodide, solution | 2,0,0 | L | 0.0025 | L | A205 -20#1 | SCGC | 2014 |  | A | 25535-16-4
Propionic acid | *3,2,0 | L | 0.1 | L | B211a Flam Cab | TArcher | 2018 |  | B | 79-09-4
propyl alcohol, n- (aka 1-propanol) | *2,3,0, Xn | L | 0.1 | L | C205 | Countway, P. | 2015 | Sigma | C | 71-23-8
Propyl gallate, -N | 2,1,0 | S | 100 | g | A201 Hood | FCM | 2014 | Sigma | A | 121-79-9
propylbenzene, N- | 2,2,0 | S | 1 | g | C201 | Aeppli, C. | 2014 |  | C | 103-65-1
propylene gycol (1,2-Propanediol) | 0,1,0 | L | 0.5 | L | B211a cabinet | Twining,Matrai,Archer | 2020 |  | B | 57-55-6
propylene oxide | *3,4,0 | L | 0.015 | L | B107 - toxic fridge | Martinez, Fernandez Robledo | 2015 |  | B | 75-56-9 | report=100lb
Protein Kaleidoscope standards | *4,0,3 | L | 0.005 | L | B107 - freezer | Martinez, Fernandez Robledo | 2015 |  | B | 56-81-5 + 151-21-3, 26628-22-8 | contains sodium azide
Proteinase K | 2,0,0 | L | 30 | ml | c106 | Rasher, D. | 2020 |  | C | 39450-01-6
proteinase K | 2,0,0 | S | 0.005 | g | A207 fridge | Orcutt, B | 2016 | Sigma | A | 39450-01-6
proteinase K | 2,0,0 | S | 0.01 | g | B107 - Live fridge | Martinez, Fernandez Robledo | 2014 |  | B | 39450-01-6 | report = 500 lb
proteinase K | 2,0,0 | S | 0.1 | g | B101 | Burns |  |  | B | 39450-01-6
proteinase K solution | 2,0,0 | L | 0.005 | L | B107 - Freezer | Martinez, Fernandez Robledo | 2014 |  | B | 39450-01-6
Proteose peptone | 0,0,0 | S | 500 | g | A207 | Orcutt, B | 2015 | EMD | A | 91079-38-8
ProtoGel (30%) | 2,0,0 | L | 450 ml | L | B107 | Martinez, Fernandez Robledo | 2018 | Nationaldiagnostics-EC-890 | B
Protoporphyrin IX | 2,0,0 | S | 1 | g | B205 fridge | Twining | 2012 |  | B | 553-12-8
PSP Reference Standards | *4,1,0 | L | ref | L | A101 | BAS | *2010 | most recent SDS 3/17 | A | 35554-08-6 in ethanol
pTRI-Xef (Invitrogen MEGA Script T7) | 0,0,0 | L | 0.0005 | L | A205, -20#1 | SCGC | 2020 |  | A | n/a
PureLink RNA mini kit | 0,0,0 | L | 50 rxns | kit | B107 | Martinez, Fernandez Robledo | 2014 |  | B | 593-84-0
puromycin dihydrochloride | 1,0,0 | S | 1 | g | B107 - freezer | Martinez, Fernandez Robledo | 2016 |  | B | 58-58-2
PVC cements, primers | *2,3,0 | L | 0.8 | L | C109 | Fields, D. | 2015 |  | C | mixture
PVC primers | *2,3,0 | L | 0.6 | L | C109 | Fields, D. | 2015 |  | C | mixture
Pyranine (aka hydroxypyrene trisulfonic acid trisodium salt) | 2,0,0 | S | 5 | g | C105 | Price, N. | 2014 |  | C | 6358-69-6
pyridine (anhydrous) | *2,3,0 | L | 0.1 | L | C201 hood | Aeppli, C. | 2014 |  | C | 110-86-1 | report=1,000lb
Pyridoxine HCl | 0,0,0 | S | 25 | g | B101 | Burns | 2015 |  | B | 58-56-0
Pyridoxine Hydrochloride | 0,0,0 | S | 25 | g | A109 Refrigerator | NCMA | 2015 |  | A | 58-56-0
Pyruvic acid sodium salt | 0,0,0 | S | 100 | g | A109 Refrigerator | NCMA | 2012 |  | A | 113-24-6
QiaAMP DNA blood mini kit (see components) | 2,0,0 | L | 50 rxns | kit | B107 | Martinez, Fernandez Robledo | ref |  | B | multiple components
QiaAMP DNA Micro kit (see components) | 2,0,0 | L | 50 rxns | kit | B107 | Martinez, Fernandez Robledo | ref |  | B | multiple components
QiaAMP DNA mini spin kits (see components) | 2,2,0 Xi | L | 50 | each | B107 | Martinez, Fernandez Robledo | ref |  | B | 50-01-1, 110-16-7, 151-21-3
QiaAmp MinElute Virus spin kit (see components) | 2,0,0 Xi | L | 3x50 rxns | kit | B107 | Martinez, Fernandez Robledo | ref |  | B | 50-01-1, 9014-01-1
QIAEX gel extraction kit (see components) | 1,0,0 | L | 100 rxns | kit | B107 | Martinez, Fernandez Robledo | ref |  | B | multiple components
Qiagen buffer EB | 0,0,0 | L | 0.102 | L | A211 | Emerson, D. | 2015 |  | A | multiple components
Qiagen buffer PB1 | *2,3,0 | L | 0.12 | L | A211 | Emerson, D. | 2013 |  | A | mixture
Qiagen buffer PE | *1,3,0 | L | 0.03 | L | A211 | Emerson, D. | 2016 |  | A | mixture
Qiagen DNEasy Blood and Tissue Kit | 2,0,0 |  |  | Kit | c101 | Rasher, D.
Qiagen DNEasy Plant Mini kit (see components) | 2,0,0 | L | 200 rxns | kit | B201 cabinet | Lomas, M | 2017 & 18 | Whitney, L | B | component list in comment
Qiagen DNEasy Power Water kit | *2,3,0 | L | 50 rxns | kit | C101 | Rasher, D | 2017 |  | C | 64-17-5, 50-01-1, 67-63-0, 7784-13-6, 593-84-0, other non-hazardous additions
Qiagen DNEasy Power Water kit (see MoBio Power Water) | *2,3,0 | L | 50 rxns | kit | B107 | Martinez, Fernandez Robledo | 2016 |  | B | multiple components
Qiagen Lysis buffer AL | *2,0,0 | L | 2 | L | C101 | Rasher, D. | 2018 |  | C | 50-01-1, 110-16-7, other non-hazardous additions
Qiagen MinElute Cleanup Kits (see components) | *2,3,0 | L | 0.5 | L | A201 shelf | SCGC | ref |  | A | multiple components
Qiagen Miniprep kit (component Propanol) | *2,3,0 | L | 30 rxns | kit | B201 | Lomas, M | 2018 | Whitney, L | B | component in kit above
Qiagen Miniprep kit (see components) | *2,3,0 | L | 30 rxns | kit | B201 | Lomas, M | 2017 | Whitney, L | B | component list in comment
Qiagen Protease 7.5 AU | 1,0,0 | S | 0.002 | g | B107 | Martinez, Fernandez Robledo | 2015 |  | B | 39450-01-6
Qiagen RNAEasy midi kit (see components) | 2,0,0 | L | 50 rxns | kit | B107 | Martinez, Fernandez Robledo | ref |  | B | multiple components
Qiagen RNEasy Mini kit (Ethanol increases NFPA) | *2,3,2 | L | 50 rxns | L | B201 cabinet | Lomas, M | 2017 & 18 | Whitney, L | B | component list in comment
QiaPrep Spin Miniprep kit (see comoponents) | *2,3,0 | L | 50 rxns | kit | B107 | Martinez, Fernandez Robledo | ref |  | B | multiple components
QiaQuick Gel extraction kit (see components) | 2,0,0 | L | 25 rxns | L | B201 cabinet | Lomas, M | 2017 | Whitney, L | B | component list in comment
QiaQuick Gel extraction kit (see components) | *2,3,0 | L | 0.5 | L | A211 | Emerson, D. | ref |  | A | multiple components
QiaQuick Gel extraction kit (see components) | 2,0,0 | L | 0.14 | L | A211 | Emerson, D. | ref |  | A | multiple components
QiaQuick II Gel extraction kit (x2) (see components) | *2,3,0 | L | 2x50 rxns | kit | B107 | Martinez, Fernandez Robledo | ref |  | B | multiple components
Qiaquick PCR purification kit (see components) | *2,3,0 | L | 100 | units | A201 shelf | SCGC | ref |  | A | multiple components
Qiaquick PCR purification kit (see components) | *2,3,0 | L | 1x200 rxns | kit | B107 | Martinez, Fernandez Robledo | ref |  | B | multiple components | NFPA listed is for buffer QX1, suspension solution = 2,0,0
Quant-iT OliGreen ssDNA reagent | 1,2,0 | L | 0.001 | L | B107 - freezer | Martinez, Fernandez Robledo | 2018 |  | B | 67-68-5 + no CAS#s
Qubit assay buffer | 0,0,0 | L | 1.5 | L | A201 drawer+fridge#2 | SCGC | 2016 |  | A | 67-68-5 + no CAS#s
Qubit assay reagent | 1,2,0 | L | 0.0025 | L | A201+A205 drawer | SCGC | 2016 |  | A | 67-68-5 + no CAS#s
Qubit BR DNA Assay kit (see components) | 1,2,0 | L | 0.025 | L | C205 | Countway, P. | 2016 |  | C | 67-68-5 + no CAS#s
Qubit BR dsDNA buffer | 0,0,0 | L | 0.1 | L | B107 | Martinez, Fernandez Robledo | 2016 |  | B | 67-68-5 + no CAS#s | NFPA listed is for buffer PB, buffer PE = 0,3,0
Qubit BR dsDNA standards | 0,0,0 | L | 0.02 | L | B107 - Live fridge | Martinez, Fernandez Robledo | 2016 |  | B | 67-68-5 + no CAS#s
Qubit BR RNA buffer | 0,0,0 | L | 0.03 | L | B107 | Martinez, Fernandez Robledo | 2016 |  | B | 67-68-5 + no CAS#s
Qubit BR RNA standards | 0,0,0 | L | 0.004 | L | B107 - Live fridge | Martinez, Fernandez Robledo | 2016 |  | B | 67-68-5 + no CAS#s
Qubit dsDNA HS assay kit (see components) | 1,2,0 | L | 200 rxns | kit | B201 drawer | Lomas, M | 2016 | Whitney, L | B | 67-68-5 + no CAS#s only listed as Component A,B,C,D
Qubit dsDNA HS Buffer | 0,0,0 | L | 0.05 | L | A207 fridge | Orcutt, B | 2016 | invitrogen | A | none
Qubit dsDNA HS Reagent (dimethylsulfoxide 60-100%) | 1,2,0 | L | 0.00025 | L | A207 fridge | Orcutt, B | 2018 | invitrogen | A | 67-68-5
Qubit dsDNA HS Standard #1 | 0,0,0 | L | 0.001 | L | A207 fridge | Orcutt, B | 2016 | invitrogen | A | none
Qubit dsDNA HS Standard #2 | 0,0,0 | L | 0.001 | L | A207 fridge | Orcutt, B | 2016 | invitrogen | A | none
Qubit HS dsDNA buffer | 0,0,0 | L | 0.01 | L | B107 | Martinez, Fernandez Robledo | 2016 |  | B | 67-68-5 + no CAS#s
Qubit HS dsDNA standards | 0,0,0 | L | 0.002 | L | B107 - Live fridge | Martinez, Fernandez Robledo | 2016 |  | B | 67-68-5 + no CAS#s
Qubit Protein Assay kit (see components) | 0,0,0 | L | 0.002 | L | C205 | Countway, P. | 2016 | Invitrogen | C | 26628-22-8 + no CAS#s
Qubit protein buffer | 0,0,0 | L | 0.05 | L | B107 | Martinez, Fernandez Robledo | 2016 |  | B | none listed
Qubit protein reagent | 0,0,0 | L | 0.0001 | L | B107 | Martinez, Fernandez Robledo | 2016 |  | B | none listed
Qubit protein standards | 0,0,0 | L | 0.001 | L | B107 - Live fridge | Martinez, Fernandez Robledo | 2016 |  | B | 26628-22-8 + no CAS#s
Qubit RNA assay buffer | 0,0,0 | L | 0.015 | L | B107 | Martinez, Fernandez Robledo | 2016 |  | B | 67-68-5 + no CAS#s
Qubit RNA Assay kit (see components) | 1,2,0 | L | 0.002 | L | C205 | Countway, P. | 2019 | Invitrogen | C | 67-68-5 + no CAS#s
Qubit RNA assay standards | 0,0,0 | L | 0.019 | L | B107 - Live fridge | Martinez, Fernandez Robledo | 2016 |  | B | none
Qubit RNA BR buffer | 0,0,0 | L | 0.005 | L | A205, fridge#1 | SCGC | 2016 |  | A | n/a
Qubit RNA BR reagent 200x concentrate in DMSO | 1,2,0 | L | 0.00025 | L | A205, fridge#1 | SCGC | 2015 |  | A | 67-68-5 (DMSO CAS)
Qubit RNA BR standard | 0,0,0 | L | 0.001 | L | A205, fridge#1 | SCGC | 2016 |  | A | n/a
Qubit RNA HS assay kit (see components) | 1,2,0 | L | 300 rxns | kit | B201 live frige&drawer | Lomas, M | 2016 | Whitney, L | B | only listed as Component A,B,C,D
Qubit ssDNA buffer | 0,0,0 | L | 0.05 | L | B107 | Martinez, Fernandez Robledo | 2016 |  | B | none listed
Qubit ssDNA reagent | 1,2,0 | L | 0.0001 | L | B107 | Martinez, Fernandez Robledo | 2018 |  | B | 67-68-5 + no CAS#s
Qubit ssDNA Standard #1 | 0,0,0 | L | 0.001 | L | B107 | Martinez, Fernandez Robledo | 2016 |  | B | none listed
Qubit ssDNA Standard #2 | 0,0,0 | L | 0.001 | L | B107 | Martinez, Fernandez Robledo | 2016 |  | B | none listed
Quick Start Biovine Serum Albumin Standard Kit | 0,0,0 | L | 0.01 | L | B107 - Live fridge | TArcher, Fernandez Robledo | 2019 | Bio-Rad-#5000207 | B
quinoline | 2,1,0 | L | 0.001 | L | C201 | Aeppli, C. | 2016 |  | C | 91-22-5
RBS 35 Detergent concentrate | *3,0,0 | S | 0.001 | g | A211 | Emerson, D. | 2015 | Thermo Scientific | A | 1310-73-2 0.9%
RBS-35 concentrate (decontaminant) | *3,0,0 | L | 0.94 | L | B113A Rad lab | facilities-Rad | 2015 |  | B | 1310-73-2 0.9%
Reaction Buffer (Invitrogen MEGA Script T7) 10x | 0,0,0 | L | 0.0005 | L | A205, -20#1 | SCGC | 2016 |  | A | n/a
RedTaq ReadyMix PCR kit | 0,0,0 | L | 0.005 | L | B107 -20freezer | Martinez, Fernandez Robledo | 2014 |  | B | none
refrigerant 134A (Freon) | 2,1,0 | G | .7 lb | tank | A016 loading bay | facilities | 2016 | flam cabinet | A | 811-97-2
Refrigerant R22 (Freon) | 2,0,1 | G | 25LB | Tank | A010 Chem Storage | Facilities | 2014 | cylinder cage | A | 75-45-6
refrigerant R410A (Freon) | 1,1,0 | G | 25 lb | tank | Marine Ops flam | facilities | 2013 |  | 13 | 75-10-5(50%)+354-33-6(50%) | difluoromethane + pentafluoromethane
refrigerant R410A (Freon) | 1,1,0 | G | 25 lb | tank | A010 Chem Storage | facilities | 2013 |  | A | 75-10-5, 354-33-6
Refrigerant R508B (Freon) | 0,0,0 | G | 5 | lbs | A109 | Facilities | 2018 |  | A | 75-46-7 + 76-16-4
ReliaPrep gDNA Tissue miniprep system | 1,1,0 | kit | 2x100 rxns | kit | B107 | Martinez, Fernandez Robledo | 2015 |  | B | 57-13-6, 25322-68-3, 57-55-6,
REMOVE - SYBR Gold nucleic acid gel stain (stain + dimethylsulfoxide | 1,2,0 | L | 0.0005 | L | C205 | FCM | 2014 |  | C | not listed+67-68-5
REPLI-g kit | 2,1,0 Xi | L | 50 | each | B107 -20freezer | Martinez, Fernandez Robledo | 2016 |  | B | 3483-12-3, 1310-58-3, 60-00-4
Resazurin (sodium salt) | 2,0,0; Xi | S | 1 | g | A207 | Orcutt, B | 2016 | sigma | A | 62758-13-8
Resazurin (sodium salt) | 2,0,0; Xi | S | 0 | g | A211 | Emerson, D. | 2014 | Sigma | A | 62758-13-8
Reserpine std, 50pg/ml in 30:70 water/acetonitrile | 2,0,0 | L | 0.18 | L | B211a flam cab | BAS | 2018 |  | B | 50-55-5 | report=5,000lb
Resolving buffer (4x) | 1,0,0 | L | 0.45 | L | B107 | Martinez, Fernandez Robledo | 2015 |  | B | 77-86-1 + 151-21-3 | Tris-base + SDS
Resorcinol | 2,1,0 | S | 100 | g | B211a cabinet | Archer | 2014 |  | B
resorcinol, 99% | 2,1,0 | S | 100 | g | C201 dry cabinet | Aeppli, C. | 2014 |  | C | 108-46-3 | report=5,000lb
rhodamine 123 | 2,0,0 | S | 0.05 | g | A201 FACS freezer | FCM | 2017 |  | A | 62669-70-9
rhodamine B | 2,0,0 | S | 2 | g | A201 Slide Drawer | FCM | 2017 |  | A | 81-88-9
rhodamine isothiocyanate, substituted | 0,0,0 | S | 0.05 | g | A201 FACS freezer | FCM | 2015 |  | A | 82344-98-7
rhodamine WT dye | 2,0,0 | S | 56 | g | C105 | Fields, D. | 2017 |  | C | 62669-70-9 | aka 2 oz
Riboflavin | 0,0,0 | S | 5 | g | A109 Refrigerator | NCMA | 2017 |  | A | 83-88-5
RiboGuard Rnase inhibitor | 1,1,0 | L | 0.001 | L | B107 - Freezer | Martinez, Fernandez Robledo | 2017 |  | B | 56-81-5
RiboMinus magnetic beads | 0,0,0 | L | 0.003 | L | A205, fridge#1 | SCGC | 2016 |  | A
Ribonuclease A | 0,0,0 | S | 0.01 | g | A109 refrigerator | NCMA | 2016 | Sigma R 5125 | A | 9001-99-4
Ribonuclease A | 0,0,0 | S | 0.05 | g | B107 - Freezer | Martinez, Fernandez Robledo | 2016 | Sigma R6513 | B | 9001-99-4
ribonuclease A | 0,0,0 | S | 0.35 | g | A201 FACS freezer | FCM | 2016 |  | A | 9001-99-4 | 50%glycerol
Rice flour (As standard) | 0,0,0 | S | 50 | g | B205A | Twining,Matrai,Archer | 2013 |  | B | none
Rifampicin | 2,0,0 | S | 1 | g | B101 | Burns |  |  | B | 13292-46-1
RNA binding buffer (Zymo) | *3,0,0 | L | 0.025 | L | A205, shelf | SCGC | 2016 |  | A | 593-84-0 guanidinium thiocyanate (<70%)
RNA clean & concentrator kit | *3,3,0 | L | 5 preps | kit | B201 cabinet | Lomas, M | 2016 | Whitney, L | B | see components | 51 page SDS
RNA Later | 0,0,0 | L | 0.04 | L | B201 | Lomas, M | 2014 | Whitney, L | B | 7783-20-2
RNA later | 0,0,0 | L | 200 | mL | C105 | Fields, D. | 2014 |  | C | 7783-20-2
RNA Later | 0,0,0 | L | 0.1 | L | A201 Chem Shelf | FCM | 2014 | NH4SO4 | A | 7783-20-2
RNA Later solution | 0,0,0 | L | 0.25 | L | A207 | Orcutt, B | 2014 | Qiagen | A | 7783-20-2, 6132-04-3
RNA prep buffer (Zymo) | *1,3,0 | L | 0.025 | L | A205, shelf | SCGC | 2016 |  | A | 64-17-5 (EtoH) & 50-01-1 (guanidinium Cl)
RNA screen tape buffer | 0,0,0 | L | 0.001 | L | B201 live frige | Lomas, M | 2018 | Whitney, L | B | 67-68-5 and 57-50-1
RNA screenTape | n/a | S | 7 tapes/box |  | A201, fridge #2 | SCGC | 2018 |  | A | 6976-37-0 & 89911-50-2 (<3% ea)
RNA screenTape ladder | n/a | L | 1e-05 | L | A201, -20#7 | SCGC | 2018 |  | A | n/a
RNA screenTape Sample Buffer | 0,2,0 | L | 0.0006 | L | A201, fridge #2 | SCGC | 2018 |  | A | 67-68-5 (DMSO CAS) | 50-75% DMSO
RNA wash buffer (Zymo) | 0,0,0 | L | 0.012 | L | A205, shelf | SCGC | 2016 |  | A | n/a
RNA wiz (see RNAlater) | 0,0,0 | L | 0.025 | L | A205 fridge#1 | SCGC | 2014 |  | A | 7783-20-2, 6132-04-3
RNAClean XP beads | 1,0,1 | L | 0.004 | L | B107 - Live fridge | Martinez, Fernandez Robledo | 2015 | Agencourt A63987 | B | none
RNAse A | 1,0,0 | L | 8e-06 | g | A207 freezer | Orcutt, B | 2017 |  | A | 232-646-6
RNAse A | 1,1,0 | L | 0.01 | L | B201 live frige | Lomas, M | 2013 | Whitney, L | B | 232-646-6
RNAse A, Epicentre | 1,1,0 | L | 0.001 | L | B107 - Freezer | Martinez, Fernandez Robledo | 2017 |  | B | 56-81-5
RNAse away | 0,0,0 | L | 1 | L | B107 | Martinez, Fernandez Robledo | 2015 |  | B | proprietary
RNAse Away | 0,0,0 | L | 0.25 | L | C205 | Countway, P. | 2015 | Invitrogen | C | proprietary
RNAse H (Invitrogen) | 1,0,0 | L | 0.001 | L | B107 - Freezer | Martinez, Fernandez Robledo | 2014 |  | B | 56-81-5
RNAse IF | 0,0,0 | L | 0.001 | L | B107 - Freezer | Martinez, Fernandez Robledo | 2015 |  | B | proprietary
RNAse Rinse | 1,0,0 | L | 0.475 | L | B205 | Twining,Matrai,Archer | 2014 |  | B | proprietary
RNAse/DNAse/DNA cleanup solution | 1,0,0, Xi | L | 0.72 | L | C205 | Countway, P. | 2014 | Argos | C | proprietary
RNaseZAP™ | 1,0,0 | L | 0.2 | L | B107 - PCR hood | Martinez, Fernandez Robledo | 2015 | Sigma R2020 | B | proprietary
RNasin RNase inhibitor | 0,1,0 | L | 2500U | units | B107 freezer | Martinez, Fernandez Robledo | 2016 | VWR | B | 56-81-5(30%) glycerol
RNeasy Plus mini kit (see Qiagen kit above) | *1,3,0 | L | 1 | kit | B201 | Lomas, M | 2017 | Whitney, L | B | See Qiagen kit above
RNEasy RNA extraction kit (see Qiagen RNEasy) | 2,2,0, Xn | L | 0.005 | L | C205 | Countway, P. | ref | Qiagen | C | 593-84-0 + 64-17-5 | kit components <50% guanidinium thiocyanate, <10% Ethanol
Roche Microarray target amplification kit | 1,0,0 | L | 10 rxn | kit | B107 - Freezer | Martinez, Fernandez Robledo | 2017 |  | B | proprietary
RoundUp herbicide | 2,1,1 | L | 1.2 | L | Marine Ops | Facilities | 2014 |  | 13 | 112-05-0, 38641-94-0, 104098-49-9
S-Acetyl Coenzyme A Synthetase | n/a | S | 0.015 | g | A101 freezer | BAS | 2019 |  | A | 9012-31-1
safranin o | 2,0,0 | S | 15 | g | B211a cabinet | Twining,Matrai,Archer | 2014 |  | B | 477-73-6
Safranin stain (from Gram staining kit) | 2,0,0 | L | 0.5 | L | A211 | Emerson, D. | 2014 | Harleco | A | 477-73-6
salicylic acid | 2,0,0 | S | 100 | g | B211a cabinet | Twining,Matrai,Archer | 2015 |  | B | 69-72-7
SALICYLIC ACID | 2,0,0 | S | 100 | g | C201 | Aeppli, C. | 2015 |  | B | 69-72-7
Salts, Sea (see Sodium Chloride) | 0,0,0 | S | 500 | g | A109 shelves | NCMA | ref |  | A | No CAS
Salts, sea, Artificial seawater | 0,0,0 | S | 1000 | g | C201 | Aeppli, C. | 2016 |  | C | mixture
Sand | 0,0,0 | S | 2500 | g | C201 | Aeppli, C. | 2015 | quartz | C | 14808-60-7
Saturated Alkanes standard C7-C40 | *2,3,0 | L | 0.001 | L | C201 fridge | Aeppli, C. | 2014 |  | C | 110-54-3
Scrubbing Bubbles cleaner | 2,1,0 | L | 3.8 | L | Rad lab | facilities-Rad | 2015 |  | B | mixture
Sebacic acid, analytical std | 0,0,0 | S | 5 | g | C201 | Aeppli, C. | 2015 |  | C | 111-20-6
Selenious acid | *3,0,0, Xn | S | 50 | g | A112 | NCMA | 2015 | Sigma-Ald. # 21,117-6 | A | 7783-00-8 | report = 10 lb | Y
Selenious acid | *3,0,0, Xn | S | 10 | g | C205 | Countway, P. | 2015 | Sigma | C | 7783-00-8 | report = 10 lb | Y
Semivolatiles Surrogate Std mix, EPA CLP | 2,0,0 | L | 0.001 | L | C201 dry cabinet | Aeppli, C. | 2015 |  | C | 75-09-2(95%)+13127-88-3(1%)+4165-60-0(1%) | methylene chloride+phenol D-6+nitrobenzene D-5
Seq Plex RNA Amplification Kit | 0,0,0 | L | 1 | kit | B107 - Freezer | Martinez, Fernandez Robledo | 2014 | Sigma SEQR-10 rxn | B | proprietary
Serine (D-) | 0,0,0 | S | 5 | g | C201 | Rasher, D. | 2014 |  | C | 312-84-5
Serine (L-) | 0,0,0 | S | 0.1 | g | C201 | Rasher, D. | 2018 |  | C | 56-45-1
Serine (L-) 13C | 0,0,0 | S | 0.25 | g | C201 | Rasher, D. | 2014 |  | C | 81201-84-5
Serine, DL- | 0,0,0 | S | 100 | g | B101 | Balch, B. | 2014 |  | B | 302-84-1
Serine, L- | 0,0,0 | S | 25 | g | A207 | Orcutt, B | 2014 | Spectrum | A | 56-45-1
Serum, Fetal Bovine | 0,0,0 | L | 0.5 | L | B107 - freezer | Martinez, Fernandez Robledo | 2013 |  | B | NA
Seven Anion Standard | 0,0,0 | L | 0.1 | L | A203 | Orcutt, B | 2013 | ThermoScientific | A | several; 99.9% H2O
Shellfish Diet 1800 | N/A | L | 0.946 | L | A101 refrigerator | BAS | none available 3/2017 |  | A | NA
silca gel, blue indicating (dessicant) | 1,0,0 | S | 2265 | g | B101 | Balch, B. | 2017 |  | B | 112926-00-8
silica gel dessicant | 1,0,0 | S | 2268 | g | B201 | Lomas, M | 2016 |  | B | 112926-00-8
silica gel dessicant | 1,0,0 | S | 1000 | g | A112 | NCMA | 2017 | Sigma S7500 | A | 112926-00-8
Silica Gel orange | 1,0,0 | S | 500 | g | C201 | Aeppli, C. | 2017 |  | C | 112926-00-8
Silica gel SiO2 | 1,0,0 | S | 2000 | g | C201 | Aeppli, C. | 2017 |  | C | 112926-00-8
Silica reducing agent (see Metol) Metol Sulfite sol + oxalic acid + sulfuric acid, 100:60:60) | 2,0,0 | L | 0.5 | L | B101 hood | Balch, B. | ref |  | B | mixture
silicon spray (Gunk Liquid Wrench) | 2,1,0 | L | 0.308 | L | A211 | Emerson, D. | 2015 |  | A | 95-63-6 +8052-41-3 +124-38-9+ 63148-62-9 +100-41-4 +64742-47-8 +trade secret + 108-67-8 + 64742-52-5 +330-20-7
Silicone resin (2 part); Encapso K | 1,1,0 | L | 500 | g | C105 | Fields, D. | 2014 |  | C | mixture
silicone sealants | 2,1,0 | L | 0.6 | L | C109 | Fields, D. | 2015 |  | C | mixture | newest SDS available
silicone sealants | 2,1,0 | L | 0.3 | L | A009 AHU Room | Facilities | 2015 |  | A | 64742-46-7, 999-97-3, 1185-55-3, 68611-44-9, 63148-62-9, 68037-58-1 | newest SDS available
silvered cobaltous/cobaltic oxide | 2,0,0,Xn | S | 25 | g | A101 | BAS | 2013 | refill 12/13/17 | A | 1308-06-1(85%)+7440-22-4(15%)
Silylation reagent (see BSTFA) | *3,3,0 | L | ref |  | C201 expl-proof fridge | Aeppli, C. | ref | Thermo | C | 25561-30-2 (99%)+ 75-77-4(1%) | N,O-bis(trimethylsilyl)frifluoroacetamide + Trimethylchlorosilane
Simple Green All Purpose Cleaner | 0,0,0 | L | 1.5 | L | A207 sink | Orcutt, B | 2014 | Sunshine Makers, Inc. | A | 111-76-2 (2-butoxy ethanol <5%)
Simple Green all purpose cleaner | 0,0,0 | L | 4 | L | A201 Under sink | FCM | 2018 |  | A | 7732-18-5+68439-46-3+68-04-2+497-19-8+51981-21-6+77-92-9+26172-55-4+2682-20-4
Simple Green All purpose cleaner | 0,0,0 | L | 1.2 | L | A002, C201 | Facilities | 2014 | Custodial Closet | A,C | 7732-18-5, 68439-46-3, 68-04-2, 51981-21-6, 497-19-8, 77-92-9, 55965-84-9
Simple green cleaning solution | 0,0,0 | L | 4 | L | B101 | Balch, B. | 2014 |  | B | 111-76-2 (2-butoxy ethanol <5%)
sitosterol, B- | 0,0,0 | S | 100 | g | A101 | BAS | 2014 |  | A | 83-46-5
SM buffer 7.5 (Alfa Aesar) | 1,0,1 | L | 0.2 | L | B107 | Martinez, Fernandez Robledo | 2015 |  | B | 1185-53-1, 10034-99-8, water
Snoop (leak detector) | 1,0,0 | L | 0.25 | L | B209 | TArcher | 2014 |  | B | none
SOC medium | 0,0,0 | L | 10 | ml | B107 | Martinez, Fernandez Robledo | 2015 |  | B | multiple components
Soda lime, indicating | 2,0,0 | S | 400 | g | B211a cabinet | Twining, Matrai, Archer | 2016 |  | B | 8006-28-6 | Ca dihydroxide + NaOH 5%
SodaSorb | 2,1,0 | S | 18120 | g | C008 | Balch, B. | *2008 | most recent SDS 3/17 | C | 001305-62-0+001310-58-3+001310-73-2 | CaOH 90%+KOH 5%+NaOH5%
sodium 2-bromoethanesulfonate | 0,0,0 | S | 100 | g | B211a | TArcher | 2018 |  | B | 4263-52-9
sodium acetate | 1,1,0 | s | 100 | g | A101 | BAS | 2015 |  | A | 127-09-3
sodium acetate | 2,1,0 | S | 500 | g | B101 | Balch, B. | 2017 |  | B | 127-09-3 | stored for education
Sodium acetate - 1 - 13C | 2,1,0 | S | 0.8 | g | B201 box | Lomas, M | 2018 | Isotec cat# 83-02015 | B | 127-09-3
sodium acetate (2-13C, 99%) | 2,1,0 | S | 1 | g | A207 | Orcutt, B | 2018 | Cambridge Isotopes | A | 13291-89-9 | stable isotope
Sodium acetate anhydrous | 2,1,0 | S | 500 | g | B211 | McManus | 2015 |  | B | 127-09-3
Sodium acetate anhydrous | 2,1,0 | S | 250 | g | C105 | Fields, D. | 2015 |  | C | 127-09-3
sodium acetate anhydrous | 2,1,0 | S | 200 | g | A211 | Emerson, D. | 2015 | Sigma | A | 127-09-3
Sodium acetate solution | 0,0,0 | L | 0.1 | L | C101 | Rasher, D. | 2020 |  | C | 127-09-3
sodium acetate solution, 2M | 0,0,0 | L | 0.1 | L | B107 | Martinez, Fernandez Robledo | 2015 |  | B | 6131-90-4 + water
sodium acetate solution, 3M | 0,0,0 | L | 0.2 | L | C205 | Countway, P. | 2015 |  | C | 6131-90-4 + water | Sigma
sodium acetate, anhydrous | 2,1,0 | S | 1000 | g | B211a cabinet | Twining,Matrai,Archer | 2015 |  | B | 127-09-3
sodium acetate, anhydrous | 2,1,0 | S | 1000 | g | A112 | NCMA | 2015 | Mallinckrodt 7372 | A | 127-09-3
sodium acetate, anhydrous | 2,1,0 | S | 250 | g | B101 | Burns |  |  | B | 127-09-3
sodium acetate, anhydrous | 2,1,0 | S | 500 | g | C201 | Aeppli, C. | 2015 |  | C | 127-09-3
sodium acetate, trihydrate | 0,0,0 | S | 500 | g | A207 | Orcutt, B | 2014 |  | A | 6131-90-4
sodium acetate, trihydrate | 0,0,0 | S | 0.5 | g | B107 - Live fridge | Martinez, Fernandez Robledo | 2014 | sigma S7670 | B | 6131-90-4
sodium ascorbate, L- | 0,0,0 | S | 250 | g | A205 S sink cpbd | SCGC | 2015 |  | A | 134-03-2
Sodium ascorbate, L- | 0,0,0 | S | 100 | g | C103 | Fields, D. | 2015 |  | C | 134-03-2
sodium ascorbate, L- | 0,0,0 | S | 25 | g | B101 | Burns |  |  | B | 134-03-2
sodium azide | *4,0,0 | S | 10 | g | B211a cabinet | Twining,Matrai,Archer | 2015 |  | B | 26628-22-8 | report = 500 lb
sodium azide | *4,0,0 | S | 100 | g | A109 | NCMA | 2019 |  | A | 26628-22-8 | report = 500 lb
sodium azide | *4,0,0 | S | 50 | g | A211 | Emerson, D. | 2015 | Sigma | A | 26628-22-8 | report = 500 lb
sodium azide | *4,0,0 | S | 5 | g | C201 | Aeppli, C. | 2015 |  | C | 26628-22-8 | report = 500 lb
sodium benzoate | 2,1,0, Xi | S | 50 | g | A211 | Emerson, D. | 2013 | Sigma | A | 532-32-1
sodium bicarbonate | 0,0,0 | S | 500 | g | A207 | Orcutt, B | 2015 | sigma | A | 144-55-8
Sodium bicarbonate | 0,0,0 | S | 600 | g | A112 | NCMA | 2015 | MCB/Fisher | A | 144-55-8
Sodium bicarbonate | 0,0,0 | S | 500 | g | B109 | Martinez, Fernandez Robledo | 2015 |  | B | 144-55-8
Sodium bicarbonate | 0,0,0 | S | 1010 | g | B201 | Lomas, M | 2018 | AA & Whitney, L | B | 144-55-8
sodium bicarbonate | 0,0,0 | S | 1500 | g | C105 | Fields, D. | 2015 |  | C | 144-55-8
sodium bicarbonate | 0,0,0 | S | 1000 | g | A010 Chem Storage | facilities-chem | 2015 | ex-Garside | A | 144-55-8
sodium bicarbonate | 0,0,0 | S | 500 | g | A211 | Emerson, D. | 2020 | EMD | A | 144-55-8
Sodium bicarbonate | 0,0,0 | S | 250 | g | C205 | Countway, P. | 2015 | Sigma | C | 144-55-8
Sodium bicarbonate | 0,0,0 | S | 250 | g | B101 | Burns |  |  | B | 144-55-8
sodium bicarbonate | 0,0,0 | S | 2.5 | kg | A101 | BAS | 2015 |  | A | 144-55-8
sodium bicarbonate | 0,0,0 | S | 250 | g | B101 | Balch, B. | 2015 |  | B | 144-55-8
sodium bicarbonate (Baking soda, household, neurtralizing acid) | 0,0,0 | S | 6804 | g | B201 under sink | Lomas, M | ref |  | B | 144-55-8
sodium bicarbonate (sodium hydrogencarbonate) | 0,0,0 | S | 10000 | g | B205 | Twining | 2015 |  | B | 144-55-8
sodium bicarbonate (sodium hydrogencarbonate) | 0,0,0 | S | 525 | g | B211a cabinet | Twining,Matrai,Archer | 2015 | multiple containers | B | 144-55-8
sodium bicarbonate anhydrous | 0,0,0 | S | 500 | g | C201 | Aeppli, C. | 2014 |  | C | 144-55-8
sodium bicarbonate, 13C | 0,0,0 | S | 4 | g | B211 | Twining,Matrai,Archer | 2014 |  | B | 87081-58-1
Sodium bicarbonate, 13C | 0,0,0 | S | 4 | g | B107 | Martinez, Fernandez Robledo | 2014 |  | B | 87081-58-1
Sodium bicarbonate, 13C | 0,0,0 | S | 7.5 | g | B201 box | Lomas, M | 2014 | Cambridge Isotope Lab, CLM-441-5 | B | 87081-58-1
sodium bicarbonate, 13C | 0,0,0 | S | 3 | g | B101 | Burns |  |  | B | 87081-58-1
sodium bicarbonate, 13C, 99% | 0,0,0 | S | 1 | g | A207 | Orcutt, B | 2014 | Cambridge Isotopes | A | 87081-58-1 | stable isotope
sodium bicarbonate, C-13 | 0,0,0 | S | 5 | g | A211 | Emerson, D. | 2014 | cambridge | A | 87081-58-1
Sodium bisulfate | *3,0,1 | S | 1000 | g | B211a | TArcher | 2010 |  | B | 7681-38-1
Sodium borate (anhydrous borax) | 2,0,0 | S | 500 | g | A205 inorganics cabinet | SCGC | 2014 |  | A | 1330-43-4
Sodium borate (anhydrous borax) | 2,0,0 | S | 300 | g | A112 | NCMA | 2014 | Baker 1-3568 | A | 1330-43-4
sodium borate (disodium octaborate) | 1,0,0 | S | 500 | g | B211a cabinet | Twining,Matrai,Archer | 2014 |  | B | 12008-41-2 (check CAS)
sodium borate decahydrate | 0,0,0 | S | 500 | g | B105 | Martinez, Fernandez Robledo | 2014 |  | B | 1303-96-4
sodium borate, decahydrate ( Na tetraborate) | 0,0,0 | S | 500 | g | B101 | Balch, B. | 2014 |  | B | 1330-43-4
Sodium borohydride | *3,0,2 W | S | 25 | g | B211a cabinet | Twining,Matrai,Archer | 2014 |  | B | 16940-66-2
Sodium bromide | 0,0,0 | S | 56.25 | g | A112 | NCMA | 2012 | Baker Chemical | A | 7647-15-6
Sodium bromide | 0,0,0 | S | 10 | g | C205 | Countway, P. | 2012 | from Bob's Lab | C | 7647-15-6
sodium cacodylate trihydrate buffer 0.2 M | 1,0,0 | L | 0.5 | L | B109 - fridge | Martinez, Fernandez Robledo | 2015 |  | B | 6131-99-3 | report=100lb
sodium carbonate | 2,0,0 | S | 200 | g | C105 | Fields, D. | 2014 |  | C | 497-19-8
Sodium carbonate | 2,0,0 | S | 25 | g | C205 | Countway, P. | 2014 | from Bob's Lab | C | 497-19-8
Sodium Carbonate | 2,0,0 | S | 500 | g | B101 | Burns | 2014 |  | B | 497-19-8
sodium carbonate anhydrous | 2,0,0 | S | 900 | g | B211a cabinet | Twining,Matrai,Archer | 2014 |  | B | 497-19-8
sodium carbonate anhydrous | 2,0,0 | S | 400 | g | A112 | NCMA | 2014 | Mallinckrodt 7527 | A | 497-19-8
sodium carbonate anhydrous | 2,0,0 | S | 500 | g | B101 | Balch, B. | 2014 |  | B | 497-19-8
sodium carbonate monohydrate | 2,0,0 | S | 600 | g | B211a cabinet | Twining,Matrai,Archer | 2014 |  | B | 5968-11-6
Sodium carbonate monohydrate | 2,0,0 | S | 250 | g | A112 | NCMA | 2014 | Baker 3598 | A | 5968-11-6
Sodium carbonate-13C | 0,0,0 | S | 4 | g | B101 | Burns |  |  | B | 93673-48-4
sodium chloride | 1,0,0 | S | 1750 | g | B211a | Twining,Matrai,Archer | 2014 |  | B | 7647-14-5
sodium chloride | 1,0,0, Xi | S | 20000 | g | A205 N sink cpbd+under bench | SCGC | 2014 |  | A | 7647-14-5
Sodium Chloride | 1,0,0, Xi | S | 2700 | g | A207 | Orcutt, B | 2014 |  | A | 7647-14-5
Sodium chloride | 1,0,0, Xi | S | 2500 | g | A112 | NCMA | 2014 | Sigma/Baker | A | 7647-14-5
sodium chloride | 1,0,0, Xi | S | 12000 | g | Greenhouse | NCMA | 2014 |  | A | 7647-14-5
sodium chloride | 1,0,0, Xi | S | 2500 | g | B109 | Martinez, Fernandez Robledo | 2014 |  | B | 7647-14-5
Sodium chloride | 1,0,0, Xi | S | 1200 | g | Flow Van | Lomas, M | 2018 | Baer, S. | A | 7647-14-5
sodium chloride | 1,0,0 Xi | S | 12000 | g | B201 | Lomas, M | ref | many uses | B | 7647-14-5
sodium chloride | 1,0,0, Xi | S | 3000 | g | A201 Chem Shelf | FCM | 2014 |  | A | 7647-14-5
sodium chloride | 1,0,0, Xi | S | 1000 | g | A211 | Emerson, D. | 2014 |  | A | 7647-14-5
Sodium chloride | 1,0,0, Xi | S | 3600 | g | C205 | Countway, P. | 2014 | Sigma | C | 7647-14-5
Sodium chloride | 1,0,0, Xi | S | 1500 | g | B101 | Balch, B. | 2014 |  | B | 7647-14-5
Sodium chloride | 1,0,0, Xi | S | 1000 | g | C201 | Aeppli, C. | 2014 |  | C | 7647-14-5
sodium chloride (sea salt) | 1,0,0, Xi | S | 1000 | g | B101 | Balch, B. | 2014 |  | B | 7647-14-5
Sodium chloride 0.5mg/L solution | 0,0,0 | L | 100 | mL | C105 | Price, N | 2018 |  | C
Sodium chloride for molecular biology | 0,0,0 | S | 500 | g | C105 | Price, N. | 2020 |  | C | 7647-14-5
sodium chloride, sigma ultra grade | 1,0,0, Xi | S | 2250 | g | A211 | Emerson, D. | 2014 |  | A | 7647-14-5
Sodium Citrate Anydrous monobasic | 0,0,0 | S | 500 | g | B107 - EM cabinet | Martinez, Fernandez Robledo | 2014 |  | B | 18996-35-5
Sodium Citrate Dihydrate | 0,0,0 | S | 500 | g | A207 | Orcutt, B | 2015 | BDH | A | 68-04-2
Sodium citrate dihydrate | 0,0,0 | S | 475 | g | A112 | NCMA | 2014 | Baker 3646-1 | A | 68-04-2
Sodium citrate dihydrate | 0,0,0 | S | 500 | g | B211 | McManus | 2017 |  | B | 6132-04-3
sodium citrate dihydrate | 0,0,0 | S | 495 | g | A211 | Emerson, D. | 2014 | Sigma | A | 68-04-2
Sodium citrate dihydrate (Trisodium citrate dihydrate) 99% | 0,0,0 | S | 600 | g | B211a cabinet | Twining,Matrai,Archer | 2017 |  | B | 6132-04-3
sodium diethyldithiocarbamate trihydrate | 2,0,0 | S | 100 | g | A101 | BAS | 2014 |  | A | 20624-25-3
sodium dihydrogen phosphate H2O (=sodium phosphate monobasic monohydrate) | 0,0,0 | S | 250 | g | B105 | Martinez, Fernandez Robledo | 2015 | sigma 71507 | B | 10049-21-5
sodium dithionite (see sodium hydrosulfite) | 2,0,2 | S | ref | g | A211 hood | Emerson, D. | ref |  | A | 7775-14-6
sodium dodecyl sulfate | 2,1,2 | S | 100 | g | A112 | NCMA | 2016 |  | A | 151-21-3
Sodium dodecyl sulfate | 2,1,2 | S | 110 | g | B201 | Lomas, M | 2018 | AA | B | 151-21-3
sodium dodecyl sulfate (SDS) | 2,1,2 | S | 100 | g | A211 | Emerson, D. | 2016 |  | A | 151-21-3
sodium dodecyl sulfate (SDS) | 2,1,2 | S | 100 | g | C205 | Countway, P. | 2016 |  | C | 151-21-3
sodium dodecyl sulfate solution, 10% (SDS) | 2,0,0 | L | 0.05 | L | B107 - mol.reag. cabinet | Martinez, Fernandez Robledo | 2014 | sigma L4522 | B | 151-21-3 + water
sodium dodecyl sulfate solution, 10% (SDS) | 2,0,0 | L | 0 | L | A211 | Emerson, D. | 2014 | Sigma | A | 151-21-3 + water
sodium dodecyl sulfate solution, 10% (SDS) | 2,0,0 | L | 0.1 | L | B101 | Burns |  |  | B | 151-21-3 + water
Sodium Dodecyl Sulfate solution, 20% (SDS) | 2,0,0 | L | 0.2 | L | A207 | Orcutt, B | 2014 | EMD Chemicals | A | 151-21-3 + water
sodium dodecyl sulfate solution, 20% (SDS) | 2,0,0 | L | 0.2 | L | B101 | Burns |  |  | B | 151-21-3 + water
sodium fluoride | 2,0,0 | S | 525 | g | B211a cabinet | Twining,Matrai,Archer | 2016 |  | B | 7681-49-4 | report=1,000lb
sodium fluoride | 2,0,0 | S | 25 | g | A207 | Orcutt, B | 2016 | VWR | A | 7681-49-4 | report=1,000lb
sodium formate | 0,0,0 | S | 100 | g | A211 | Emerson, D. | 2014 | Sigma | A | 141-53-7
sodium fumarate dibasic >99% | 2,0,0 | S | 100 | g | A211 | Emerson, D. | 2019 | Sigma Aldrich | A | 17013-01-3
sodium heptanesulfonic acid monohydrate (see Heptane sulfonic acid sodium salt) | 0,0,0 | S | ref | g | A101 | BAS | 2014 |  | A | 207300-90-1
sodium hexafluorosilicate | 2,0,0 | S | 25 | g | B101 | Balch, B. | 2014 |  | B | 16893-85-9
sodium hexametaphosphate | 0,0,0 | S | 1000 | g | A207 | Orcutt, B | 2014 |  | A | 68915-31-1
sodium hydrogencarbonate | 0,0,0 | S | 25 | g | B211a cabinet | Twining,Matrai,Archer | 2015 |  | B | 144-55-8
sodium hydrosulfite (=sodium dithionite) | 2,0,2 | S | 50 | g | B211 flam cabinet | McManus | 2014 |  | B | 7775-14-6
sodium hydrosulfite (=sodium dithionite) | 2,0,2 | S | 100 | g | A201 Hood | FCM | 2014 |  | A | 7775-14-6
sodium hydrosulfite (=sodium dithionite) | 2,0,2 | S | 100 | g | A211 hood | Emerson, D. | 2014 |  | A | 7775-14-6
sodium hydroxide | *3,0,0 | S | 4.2 | g | B211a +B205a | Twining,Matrai,Archer | 2016 |  | B | 1310-73-2 | report=1,000lb | Y
sodium hydroxide | *3,0,0 | S | 450 | g | A205 inorganics cabinet | SCGC | 2016 |  | A | 1310-73-2 | report=1,000lb | Y
sodium hydroxide | *3,0,0 | S | 500 | g | A201 Chem Shelf | FCM | 2016 |  | A | 1310-73-2 | report=1,000lb | Y
Sodium hydroxide | *3,0,0 | S | 340 | g | C205 | Countway, P. | 2016 | Sigma | C | 1310-73-2 | report=1,000lb | Y
Sodium hydroxide | *3,0,0 | S | 500 | g | B101 | Burns | 2016 |  | B | 1310-73-2 | report=1,000lb | Y
sodium hydroxide | *3,0,0 | S | 5500 | g | A101 | BAS | 2016 | Harmful to aquatic life | A | 1310-73-2 | report=1,000lb | Y
sodium hydroxide | *3,0,0 | S | 1000 | g | B101 | Balch, B. | 2016 |  | B | 1310-73-2 | report=1,000lb | Y
sodium hydroxide anhydrous | *3,0,0 | S | 500 | g | C105 | Fields, D. | 2016 |  | C | 1310-73-2 | report=1,000lb | Y
Sodium Hydroxide Beads | *3,0,2 | S | 500 | g | A207 | Orcutt, B | 2012 | BDH | A | 1310-73-2 | report=1,000lb | Y
sodium hydroxide pellet | *3,0,0 | S | 505 | g | A211 | Emerson, D. | 2016 |  | A | 1310-73-2 | report=1,000lb | Y
Sodium hydroxide pellets | *3,0,0 | S | 1600 | g | A112 | NCMA | 2016 | Sigma 221465 | A | 1310-73-2 | report=1,000lb | Y
sodium hydroxide pellets | *3,0,0 | S | 100 | g | B107 - hood cabinets | Martinez, Fernandez Robledo | 2016 | sigma 30620 | B | 1310-73-2 | report=1,000lb | Y
sodium hydroxide pellets | *3,0,0 | S | 500 | g | C201 hood | Aeppli, C. | 2016 |  | C | 1310-73-2 | report=1,000lb | Y
Sodium hydroxide pellets (anhydrous) | *3,0,0 | S | 600 | g | C205 | Countway, P. | 2016 | Sigma | C | 1310-73-2 | report=1,000lb | Y
sodium hydroxide solution, 0.2N | 2,0,0 | L | 0.1 | L | C105 | Fields, D. | 2017 |  | C | 1310-73-2+7732-18-5 | with water
sodium hydroxide solution, 0.2N | 2,0,0 | L | 0.5 | L | B101 | Balch, B. | 2017 |  | B | 1310-73-2 +water
Sodium hydroxide solution, 01N | 2,0,0 | L | 0.1 | L | A112 | NCMA | 2017 |  | A | 1310-73-2 +water
sodium hydroxide solution, 01N | 2,0,0 | L | 0.5 | L | A201 Hood | FCM | 2017 |  | A | 1310-73-2 +water
sodium hydroxide solution, 05N | 2,0,0 | L | 0.5 | L | A112 | NCMA | 2017 |  | A | 1310-73-2 +water
sodium hydroxide solution, 06N | 2,0,0 | L | 1 | L | B101 | Balch, B. | 2017 |  | B | 1310-73-2 +water
sodium hydroxide solution, 10M | 2,0,0 | L | 3 | L | B211 | Twining,Matrai,Archer | 2017 | mulitple containers | B | 1310-73-2 +water
Sodium hydroxide solution, 10N | 2,0,0 | L | 2.1 | L | A112 | NCMA | 2017 |  | A | 1310-73-2 +water
sodium hydroxide solution, 10N | 2,0,0 | L | 0.1 | L | A201 Hood | FCM | 2017 |  | A | 1310-73-2 +water
sodium hydroxide solution, 10N | 2,0,0 | L | 0.04 | L | B107 - hood cabinets | Martinez, Fernandez Robledo | 2017 |  | B | 1310-73-2+7732-18-5
sodium hydroxide solution, 10N | 2,0,0 | L | 0.5 | L | A211 | Emerson, D. | 2017 |  | A | 1310-73-2 +water
Sodium hydroxide solution, 3.0M | 2,0,0 | L | 0.3 | L | B201 hood cabinet | Lomas, M | 2016 | Phos & AA | B | 1310-73-2 +water
Sodium hydroxide solution, 50% (aka caustic soda) | 2,0,0 | L | 57 | L | All Three Basements | Facilities | 2017 |  | A,B,C | 1310-73-2 +water | each holds up to 20 gal | Y
Sodium hypochlorite | *3,0,0 | L | 4 | L | A109 | NCMA | 2018 |  | A | 7681-52-9‎ | report=100lb | Y
Sodium hypochlorite (10-15%) | 2,0,1 OX | L | 0.25 | L | B209 Fridge | Archer | 2020 |  | B | 425044-250mL
Sodium hypochlorite (4.00-4.99%) | 2,0,1 OX | L | 0.025 | L | B209 Fridge | Archer | 2020 |  | B | 239305-25ML
sodium hypochlorite solution, 12.5% (see Bleach) | *3,0,1 | L | 0.25 | L | C201 fridge | Aeppli, C. | 2014 |  | C | 7681-52-9+water | report=100lb | Y
Sodium hypochlorite, 12.5% (see Bleach) | *3,0,1 | L | 57 | L | C010 | Facilities | 2014 |  | C | 7681-52-9+water | report=100lb | Y
sodium iodide | 2,0,0 | S | 10 | g | B211a cabinet | Twining,Matrai,Archer | 2015 |  | B | 7681-82-5
sodium iodide | 2,0,0 | S | 500 | g | A201 Hood | FCM | 2015 |  | A | 7681-82-5
Sodium Iodide | 2,0,0 | S | 210 | g | C205 | Countway, P. | 2015 | Sigma | C | 7681-82-5
sodium L-ascorbate | 2,1,0 | S | 250 | g | A207 | Orcutt, B | 2017 | Sigma | A | 134-03-2
sodium lactate (DL-lactate, 60 % w/w) | 0,0,0; Xi | L | 0.09 | L | A211 fridge | Emerson, D. | 2012 |  | A | 867-56-1 / 920-49-0
sodium lactate (L-lactate, 3-13C, 98 %) | 0,0,0; Xi | L | 0.0025 | L | A211 fridge | Emerson, D. | 2012 |  | A | 867-56-1
sodium meta-silicate | *3,0,0 | S | 250 | g | C105 | Fields, D. | 2014 |  | C | 6834-92-0
Sodium meta-silicate anhydrous | *3,0,0 | S | 2000 | g | A112 | NCMA | 2014 | Baker 3868-1 | A | 6834-92-0 |  | Y
Sodium meta-silicate nonahydrate | *3,0,0 | S | 300 | g | B211a cabinet | Twining,Matrai,Archer | 2014 |  | B | 13517-24-3 |  | Y
Sodium meta-silicate nonahydrate | *3,0,0 | S | 15 | g | B201 | Lomas, M | 2014 | AA & culturing stock | B | 13517-24-3 |  | Y
Sodium meta-silicate nonahydrate | *3,0,0 | S | 250 | g | C205 | Countway, P. | 2014 | Sigma | C | 13517-24-3 |  | Y
sodium meta-silicate nonahydrate f/2 soln | 2,0,0 | L | 0.045 | L | B107 - Live fridge | Martinez, Fernandez Robledo | 2014 |  | B | 13517-24-3+ water
Sodium metabisulfite | 2,0,0 | S | 100 | g | B201 | Lomas, M | 2018 | Phos. | B | 7681-57-4
Sodium metasilicate nonahydrate | *3,0,0 | S | 1200 | g | A112 | NCMA | 2014 |  | A | 13517-24-3 |  | Y
sodium metasilicate nonahydrate | *3,0,0 | S | 200 | g | B105 | Martinez, Fernandez Robledo | 2014 |  | B | 13517-24-3 |  | Y
Sodium Metasilicate nonahydrate | *3,0,0 | S | 250 | g | B101 | Burns | 2014 |  | B | 13517-24-3 |  | Y
sodium metatungstate monohydrate | 2,0,0 | S | 50 | g | A207 | Orcutt, B | 2015 |  | A | 314075-43-9
sodium metavanadate | 2,0,0 | S | 25 | g | B211a cabinet | Twining,Matrai,Archer | 2014 |  |  | 13718-26-8
sodium methanethiolate | *3,3,3 | S | 5 | g | B211a hood cabinet | TArcher | 2014 |  | B | 5188-07-8
sodium molybdate dihydrate (2H2O) | 0,0,0 | S | 250 | g | B211a cabinet | Twining,Matrai,Archer | 2014 |  | B | 10102-40-6
sodium molybdate dihydrate (2H2O) | 0,0,0 | S | 550 | g | A112 | NCMA | 2014 |  | A | 10102-40-6
sodium molybdate dihydrate (2H2O) | 0,0,0 | S | 25 | g | B105 | Martinez, Fernandez Robledo | 2014 | sigma 480967 | B | 10102-40-6
sodium molybdate dihydrate (2H2O) | 0,0,0 | S | 100 | g | C205 | Countway, P. | 2014 | from Bob's Lab | C | 10102-40-6
sodium nitrate | 1,0,1 ox | S | 300 | g | B211a cabinet | Twining,Matrai,Archer | 2014 | multiple containers | B | 7631-99-4 |  | Y
sodium nitrate | 1,0,1 ox | S | 100 | g | A205 N sink cpbd | SCGC | 2014 |  | A | 7631-99-4 |  | Y
Sodium nitrate | 1,0,1 ox | S | 4000 | g | C105 | Price, N. | 2019 |  | C | 7631-99-4 |  | Y
Sodium Nitrate | 1,0,1 ox | S | 25 | g | A207 | Orcutt, B | 2014 | Alfa Aesar | A | 7631-99-4 |  | Y
sodium nitrate | 1,0,1 ox | S | 2500 | g | A112 | NCMA | 2014 |  | A | 7631-99-4 |  | Y
sodium nitrate | 1,0,1 ox | S | 1000 | g | B105 | Martinez, Fernandez Robledo | 2014 | sigma S8170 | B | 7631-99-4 |  | Y
Sodium nitrate | 1,0,1 ox | S | 1 | g | C105 | Fields, D. | 2014 |  | C | 7631-99-4 |  | Y
sodium nitrate | 1,0,1 ox | S | 500 | g | A201 Chem Shelf | FCM | 2014 |  | A | 7631-99-4 |  | Y
Sodium nitrate | 1,0,1 ox | S | 501 | g | C205 | Countway, P. | 2014 | Sigma | C | 7631-99-4 |  | Y
Sodium Nitrate | 1,0,1 ox | S | 250 | g | B101 | Burns | 2014 |  | B | 7631-99-4 |  | Y
sodium nitrate | 1,0,1 ox | S | 1000 | g | B101 | Balch, B. | 2014 |  | B | 7631-99-4 |  | Y
sodium nitrate | 1,0,1 ox | S | 250 | g | C201 | Aeppli, C. | 2014 |  |  | 7631-99-4 |  | Y
sodium nitrate ACS reagent grade | 1,0,1 ox | S | 500 | g | A211 | Emerson, D. | 2014 | Sigma | A | 7631-99-4 |  | Y
Sodium nitrate stock solution | 1,0,1 ox | L | 0.025 | L | B201 live fridge | Lomas, M | 2018 | Whitney, L | B | 7631-99-4 + water
Sodium nitrate, 15N | 1,0,1 ox | S | 1.5 | g | B107 | Martinez, Fernandez Robledo | 2014 |  | B | 31432-45-8
Sodium nitrate, 15N | 1,0,1 ox | S | 0.4 | g | B201 box | Lomas, M | 2014 | B.O.C. Limited, UK (Prochem) | B | 31432-45-8
Sodium nitrate, 15N | 1,0,1 ox | S | 5 | g | B101 | Burns |  |  | B | 31432-45-8
sodium nitrite | 2,0,1 ox | S | 2500 | g | B211a cabinet | Twining,Matrai,Archer | 2018 |  | A | 7632-00-0 | report=100lb | Y
sodium nitrite | 2,0,1 ox | S | 450 | g | A205 N sink cpbd | SCGC | 2018 |  | A | 7632-00-0 | report=100lb | Y
Sodium nitrite | 2,0,1 ox | S | 300 | g | A112 | NCMA | 2018 | MCB SX670 | A | 7632-00-0 | report=100lb | Y
Sodium nitrite | 2,0,1,ox | S | 23 | g | B201 | Lomas, M | 2018 | AA stock | B | 7632-00-0 | report=100lb | Y
sodium nitrite | 2,0,1 ox | S | 500 | g | A201 Hood | FCM | 2018 |  | A | 7632-00-0 | report=100lb | Y
Sodium nitrite, 15N | 2,0,1 ox | S | 0.4 | g | B201 box | Lomas, M | 2018 | Cambridge Isotope Lab, NML-658 & Isotec# 490814 | B | 68378-96-1 | report=100lb | Y
Sodium nitroprusside (sodium nitroferricyanide dihydrate or sodium pentacyanonitrosylferrate (III) dihydrate) | 2,0,0 | B | 50 | g | B201 | Lomas, M | 2016 | AA | B | 13755-38-9
sodium orthovanadate (aka sodium vanadate) | 2,0,0 | S | 75 | g | A112 | NCMA | 2014 |  | A | 13721-39-6 | no RQ
sodium orthovanadate (aka sodium vanadate) | 2,0,0 | S | 10 | g | C205 | Countway, P. | 2014 | Sigma | C | 13721-39-6 | no RQ
Sodium oxalate | 1,0,0 | S | 450 | g | A112 | NCMA | 2014 | Allied Chemical | A | 62-76-0
Sodium percarbonate |  | S | 25 | LBS | A118 Under desk | NCMA
sodium perchlorate monohydrate | 0,0,2 ox | S | 100 | g | B211a cabinet | Twining,Matrai,Archer | 2014 |  | B | 7601-89-0
Sodium phosphate dibasic | 0,0,0 | S | 500 | g | A112 | NCMA | 2015 | Sigma/Baker/Fisher | A | 7558-79-4 | report=5,000lb
Sodium Phosphate dibasic | 0,0,0 | S | 500 | g | B101 | Burns | 2015 |  | B | 7558-79-4 | report=5,000lb
sodium phosphate dibasic anhydrous | 0,0,0 | S | 1000 | g | B211a cabinet | Twining,Matrai,Archer | 2016 |  | A | 7558-79-4 | report=5,000lb
sodium phosphate dibasic anhydrous | 0,0,0 | S | 100 | g | A207 | Orcutt, B | 2016 |  | A | 7558-79-4 | report=5,000lb
sodium phosphate dibasic anhydrous | 0,0,0 | S | 750 | g | B101 | Balch, B. | 2015 |  | B | 7558-79-4 | report=5,000lb
Sodium phosphate dibasic heptahydrate | 0,0,0 | S | 500 | g | C105 | Price, N. | 2015 |  | C | 7558-79-4 | report=5,000lb
Sodium phosphate dibasic, anhydrous | 1,0,0 | S | 500 | g | C105 | Price, N. | 2018 |  | C | 7558-79-4 | report=5,000lb
sodium phosphate dibasic, for mobio | 0,0,0 | S | 240 | g | A211 | Emerson, D. | 2015 | Sigma | A | 7558-79-4 | report=5,000lb
Sodium phosphate glass | 0,0,0 | S | 0.5 | g | B201 | Lomas, M | 2019 | Whitney, L | B | none
sodium phosphate monobasic | 0,0,0 | S | 1450 | g | B211a cabinet | Twining,Matrai,Archer | 2012 | multiple containers | B | 7558-80-7
sodium phosphate monobasic | 0,0,0 | S | 1000 | g | A201 Chem Shelf | FCM | 2012 |  | A | 7558-80-7
Sodium Phosphate monobasic | 0,0,0 | S | 500 | g | B101 | Burns | 2012 |  | B | 7558-80-7
Sodium phosphate monobasic monohydrate | 0,0,0 | S | 25 | g | C105 | Price, N. | 2019 |  | C | 10049-21-5
Sodium phosphate monobasic monohydrate | 0,0,0 | S | 1400 | g | A112 | NCMA | 2012 | Sigma S-0751 | A | 7558-80-7
Sodium phosphate monobasic monohydrate | 0,0,0 | S | 250 | g | C105 | Fields, D. | 2012 |  | C | 7558-80-7
Sodium phosphate monobasic monohydrate | 0,0,0 | S | 250 | g | A211 | Emerson, D. | 2012 | Sigma S-0751 | A | 7558-80-7
Sodium phosphate monobasic monohydrate | 0,0,0, Xi | S | 535 | g | C205 | Countway, P. | 2012 | Sigma | C | 7558-80-7
Sodium phosphate monobasic stock | 0,0,0 | L | 0.135 | L | B201 live fridge | Lomas, M | 2018 | Whitney, L | B | 7558-80-7
Sodium phosphate tribasic | 2,0,0 | S | 56 | g | A112 | NCMA | 2014 | Mallinckrodt | A | 7601-54-9 | report=5,000lb
sodium potassium tartarate tetrahydr. | 1,1,0 | S | 500 | g | B211a cabinet | Twining,Matrai,Archer | 2012 |  | B | 6381-59-5
sodium pyrophosphate decahydrate (see sodium pyrophosphate tetrabasic) | 2,0,1 | S | 100 | g | A207 | Orcutt, B | 2016 | Sigma |  | 13472-36-1
sodium pyrophosphate tetrabasic | 2,0,0 | S | 100 | g | B107 - mol.reag. cabinet | Martinez, Fernandez Robledo | 2016 |  | B | 13472-36-1
sodium pyruvate | 0,0,0 | S | 25 | g | A211 fridge | Emerson, D. | 2015 | Sigma | A | 113-24-6
sodium selenite | *4,0,0, Xn | S | 100 | g | B211a cabinet | Twining,Matrai,Archer | 2016 |  | B | 10102-18-8 | report = 100 lb
Sodium selenite | *4,0,0, Xn | S | 10 | g | C205 | Countway, P. | 2016 | Sigma | C | 10102-18-8 | report = 100 lb
Sodium Selenite | *4,0,0, Xn | S | 10 | g | B101 | Burns | 2016 |  | B | 10102-18-8 | report = 100 lb
sodium silicate (see Sodium meta-silicate) | *3,0,0 | S | 200 | g | A201 Chem Shelf | FCM | ref |  | A | 6834-92-0
sodium silicofluoride | 0,0,0 | S | 400 | g | C105 | Fields, D. | 2012 |  | C | 16893-85-9
sodium silicofluoride solution | 2,0,0 | L | 1 | L | B103 refr, B101 | Balch, B. | 2013 |  | B | 16893-85-9+water
sodium succinate dibasic hexahydrate | 2,0,0 | S | 250 | g | B211 | TArcher | 2015 |  | B | 6106-21-4
Sodium succinate dibasic hexahydrate | 2,0,0 | S | 1000 | g | A112 | NCMA | 2015 |  | A | 6106-21-4
sodium succinate dibasic hexahydrate | 2,0,0 | S | 100 | g | A211 | Emerson, D. | 2015 | Sigma | A | 6106-21-4
Sodium sulfate | 0,0,0 | S | 1600 | g | A112 | NCMA | 2014 | Baker/Allied Chem | A | 7757-82-6
Sodium sulfate | 0,0,0 | S | 400 | g | B201 | Lomas, M | 2018 | Whitney, L | B | 7757-82-6
sodium sulfate | 0,0,0 | S | 500 | g | C201 | Aeppli, C. | 2014 |  | C | 7757-82-6
sodium sulfate anhydrous | 0,0,0 | S | 1000 | g | B211a cabinet | Twining,Matrai,Archer | 2014 |  | B | 7757-82-6
Sodium sulfate anhydrous | 2,0,0 | S | 500 | g | A207 | Orcutt, B | 2014 | Amresco | A | 7757-82-6
Sodium sulfate anhydrous | 0,0,0 | S | 500 | g | A112 | NCMA | 2014 | Fisher S412 | A | 7757-82-6
Sodium sulfate anhydrous | 0,0,0 | S | 45 | g | A211 | Emerson, D. | 2014 |  | A | 7757-82-6
Sodium sulfate anhydrous | 0,0,0 | S | 500 | g | B101 | Balch, B. | 2014 |  | B | 7757-82-6
sodium sulfate anhydrous | 0,0,0 | S | 500 | g | C201 | Aeppli, C. | 2014 |  | C | 7757-82-6
sodium sulfate decahydrate | 0,0,0 | S | 100 | g | A211 | Emerson, D. | 2015 | Sigma | A | 7727-73-3
Sodium sulfide | *3,0,0 | S | 125 | g | A109 Refridgerator | NCMA | 2015 |  | A | 1313-84-4
Sodium sulfide nonahydrate | *3,0,0 | S | 50 | g | A207 fridge | Orcutt, B | 2015 | sigma | A | 1313-84-4
Sodium sulfide nonahydrate | *3,0,0 | S | 500 | g | A211 fridge | Emerson, D. | 2015 | Sigma | A | 1313-84-4
Sodium sulfite | 1,0,0 | S | 300 | g | C105 | Fields, D. | 2014 |  | C | 7757-83-7
Sodium sulfite | 1,0,0 | S | 250 | g | C201 | Aeppli, C. | 2014 |  | C | 7757-83-7
sodium sulfite (bioxtra) | 1,0,0 | S | 100 | g | C201 | Aeppli, C. | 2014 |  | C | 7757-83-7
sodium sulfite anhydride (anhydrous) | 1,0,0 | S | 1000 | g | B101 | Balch, B. | 2014 |  | B | 7757-83-7
sodium sulfite anhydrous | 1,0,0 | S | 100 | g | B211a cabinet | Twining,Matrai,Archer | 2014 |  | B | 7757-83-7
Sodium Sulfonate Anhydrous (see Sodium Sulfate) | 0,0,0 | S | 200 | g | A101 | BAS | 2014 |  | A | 7757-82-6
Sodium tartrate | 0,0,0 | S | 75 | g | A112 | NCMA | 2014 | Sigma/Matheson,Coleman&Bell | A | 6106-24-7
sodium tatrate, L (disodium tartrate dihydrate) | 0,0,0 | S | 100 | g | B211a cabinet | Twining,Matrai,Archer | 2014 |  | B | 6106-24-7
Sodium tetraborate | 0,0,0 | S | 100 | g | C101 | Rasher-Education | 2015 |  | C | 1330-43-4
Sodium tetraborate (aka sodium borate decahydrate) | 0,0,0, Xn | S | 100 | g | C205 | Countway, P. | 2017 |  | C | 1303-96-4
Sodium tetraborate (aka sodium borate decahydrate) | 0,0,0 | S | 25 | g | A101 | BAS | 2017 |  | A | 1303-96-4
sodium thioglycolate (see thioglycolic acid) | 2,0,0 | S | ref | g | A211 | Emerson, D. | 2017 |  | A | 367-51-1
sodium thiosulfate | 0,0,0 | S | 500 | g | A205 N sink cpbd | SCGC | 2012 |  | A | 10102-17-7
Sodium thiosulfate | 0,0,0 | S | 2250 | g | A112 | NCMA | 2012 |  | A | 10102-17-7 |  | Y
sodium thiosulfate | 0,0,0 | S | 500 | g | A201 Chem Shelf | FCM | 2012 |  | A | 10102-17-7
Sodium thiosulfate | 0,0,0 | S | 550 | g | C205 | Countway, P. | 2012 | Sigma | C | 10102-17-7
sodium thiosulfate | 0,0,0 | S | 400 | g | A101 | BAS | 2012 |  | A | 10102-17-7
sodium thiosulfate anhydrous | 0,0,0 | S | 500 | g | A207 | Orcutt, B | 2015 | VWR | A | 10102-17-7
Sodium thiosulfate pentahydrate | 0,0,0 | S | 500 | g | C101 | Rasher-Education | 2014 |  | C | 10102-17-7
Sodium thiosulfate pentahydrate | 0,0,0 | S | 250 | g | B201 | Lomas, M | 2014 | Phos. | B | 10102-17-7
sodium thiosulfate pentahydrate | 0,0,0 | S | 500 | g | B101 | Balch, B. | 2014 |  | B | 10102-17-7
sodium thiosulfate pentahydrate (aka thiosulfuric acid disodiumsalt) | 0,0,0 | S | 500 | g | A211 | Emerson, D. | 2014 | Sigma | A | 10102-17-7
sodium thiosulfate pentahydrate solution, 12% | 0,0,0 | L | 110 | L | C010 | Facilities | 2014 |  | C | 10102-17-7+water | Each can hold up to 20 gallons
sodium thiosulfate solution | 0,0,0 | L | 1 | L | B101 | Balch, B. | 2014 |  | B | 7772-98-7
sodium thyoglicolate | 2,0,0 | s | 25 | g | B107 | Martinez, Fernandez Robledo | 2019 |  | B | 367-51-1
Sodium Tungstate | 1,0,0 | S | 100 | g | B107 - EM cabinet | Martinez, Fernandez Robledo | 2014 | SPI CAS#10213-10-2 | B | 10213-10-2
Sodium tungstate dihydrate | 1,0,0 | S | 25 | g | A109 under scale | NCMA | 2016 |  | A | 10213-10-2
Sodium tungstate dihydrate | 1,0,0 | S | 5 | g | A101 | BAS | 2016 |  | A | 10213-10-2
Soft Soap | 1,0,0 | L | 1.5 | L | A205 under sink | SCGC | 2015 |  | A | mixture
Solution EB | 0,0,0 | L | 8 | ml | C101 | Rasher, D. | 2017 |  | C
Solution IRS | 0,0,0 | L | 5 | ml | C101 | Rasher, D. | 2017 |  | C
Solution PW1 | 2,0,0 | L | 55 | ml | C101 | Rasher, D. | 2017 |  | C | 593-84-0, other non-hazardous additions
Solution PW3 | 2,2,0 | L | 10 | ml | C101 | Rasher, D. | 2017 |  | C | 593-84-0, 64-17-5, other non-hazardous additions
Solution PW4 | 2,2,0 | L | 10 | ml | C101 | Rasher, D. | 2017 |  | C | 67-63-0, other non-hazardous addition
Solvable (scintillation cocktail) | *3,0,0 | L | 0.5 | L | B211a cabinet | Twining,Matrai,Archer | 2015 |  | B | 70592-80-2(10%)+68131-40-8(10%)+1310-73-2(2.5%)+water (amines, ethoxylated alcohol, sodium hydroxide)
Sorbitol | 0,0,0 | S | 1000 | g | A112 | NCMA | 2015 | Sigma S1876 | A | 50-70-4
sorbitol, D- | 0,0,0 | S | 100 | g | B107 - mol.reag. cabinet | Martinez, Fernandez Robledo | 2015 |  | B | 50-70-4
Soytone | 0,0,0 | S | 500 | g | A112 | NCMA | 2013 | BD Bacto Soytone | A | na
Sparkleen 1 cleaning solution | 1,1,0 | L | 1 | L | C201 | Aeppli, C. | 2013 |  | C | 497-19-8(25%)+25155-30-0(10%)+water+detergent | sodium carbonate, SDS
Spermidine | *3,1,0 | L | 1 | g | A205 fridge#1 | SCGC | 2014 |  | A | 124-20-9
SPHERO fluorescent beads | 2,0,0 | L | 0.002 | L | A205 fridge#1 | SCGC | none available 3/2017 |  | A | none assigned
Sphero nano fluorescent particle size standard kit, yellow | none | L | 0.02 | L | A205 fridge#1 | SCGC/FCM | none available 3/2017 |  | A | none assigned
Spheroplast buffer | 0,0,0 | L | 0.025 | L | A205 -20#1 | SCGC | *2011 | most recent SDS 3/18 | A | none assigned
Spherotech Ultra rainbow fluorescent particles | none | L | 0.002 | L | A205 fridge#1 | SCGC/FCM | none available 3/2017 |  | A | none assigned
spirit blue (see Aniline blue) | 2,0,0 | S | 5 | g | B211a cabinet | Twining,Matrai,Archer | ref |  | B | 2863-66-5
Spray Paint | *2,4,0 | L | 0.35 | L | A009 AHU Room, Marine Ops | Facilities | 2015 | flam cabinet | A,13 | 71-23-8, 68476-86-8, 1330-20-7, 108-88-3, 64742-89-8, 111-76-2, 78-93-3, 100-41-4
SSC Buffer 20X | 1,0,0 | L | 1.25 | L | B107 - mol.reag. cabinet | Martinez, Fernandez Robledo | 2014 | Sigma S6639-1L | B | 7647-14-5, 6132-04-3
SsoFast Probes Supermix - for qPCR | 0,0,0, Xi | L | 0.005 | L | C205 | Countway, P. | 2015 | BioRad | C | water, sucrose, DMSO, sarcosine, Kacetate
Stacking buffer | 1,0,0 | L | 0.1 | L | B107 | Martinez, Fernandez Robledo | 2018 |  | B | 77-86-1 + 151-21-3 | Tris-base + SDS
stannous chloride (Tin(II) chloride) | *3,0,0 | S | 100 | g | B211a cabinet | Twining,Matrai,Archer | 2014 |  | B | 7772-99-8
stannous chloride, dihydrate (aka Tin(II) chloride dihydr) | 2,0,0 | S | 450 | g | A205 N sink cpbd | SCGC | 2015 |  | A | 10025-69-1
Starch | 0,0,0 | S | 80 | g | C101 | Rasher-Education | 2014 |  | C | 9005-85-9
Starch (potato powder) | 0,0,0 | S | 250 | g | A112 | NCMA | 2014 | Baker 4008 | A | 9005-25-8
Starch, corn | 0,0,0 | S | 100 | g | A211 | Emerson, D. | 2014 | Sigma | A | 9005-25-8
starch, soluble | 0,0,0 | S | 100 | g | C205 | Countway, P. | 2014 | Sigma | C | 9005-25-8
stearic acid | 0,1,0 | S | 5 | g | B209a fridge | Twining,Matrai,Archer | 2013 |  | B | 57-11-4
Stearic-D35 acid | 0,1,0 | S | 0.25 | g | C201 | Aeppli, C. | 2016 |  | C | 17660-51-4
stigmasterol | 0,0,0 | S | 1 | g | A101 | BAS | 2014 |  | A | 83-48-7
streptavidin conjugate, Q-dot | 0,0,0 | L | 0.0004 | L | A201 Non-tox refrig | FCM | 2014 |  | A | none
streptomycin sulfate, (anhydrous) | 2,0,0 | S | 5 | g | B103 refr | Balch, B. | 2014 |  | B | 3810-74-0
streptomycin sulfate | 2,0,0 | S | 25 | g | B211a cabinet | Twining,Matrai,Archer | 2014 |  | B | 3810-74-0
streptomycin sulfate salt | 2,0,0 | S | 25 | g | A105 Walk in 2º C | NCMA | 2014 |  | A | 3810-74-0
Streptomycin sulfate salt | 2,0,0 | S | 25 | g | B109 | Martinez, Fernandez Robledo | 2014 |  | B | 3810-74-0
Strontium chloride | 2,1,1 | S | 450 | g | A112 | NCMA | 2015 | Fisher S-541 | A | 10476-85-4
Strontium chloride hexahydrate | 2,0,0 | S | 10 | g | C205 | Countway, P. | 2014 | from Bob's Lab | C | 10025-70-4
strontium chloride, hexahydrate | 2,0,0 | S | 350 | g | B211a cabinet | Twining,Matrai,Archer | 2014 | multiple containers | B | 10025-70-4
styrene oxide | *3,2,0 | S | 5 | g | C201 | Aeppli, C. | 2017 |  | C | 96-09-3
Suberic acid, analytical std | 2,1,0 | S | 5 | g | C202 | Aeppli, C. | 2014 |  | C | 505-48-6
Succinic acid | 2,0,0 | S | 500 | g | A112 | NCMA | 2014 | Merck/Sigma | A | 110-15-6
Sucrose | 0,0,0 | S | 1000 | g | A112 | NCMA | 2014 | Sigma S-8501 | A | 57-50-1
Sucrose | 0,0,0 | S | 1000 | g | B109 | Martinez, Fernandez Robledo | 2014 |  | B | 57-50-1
Sucrose | 0,0,0 | S | 1000 | g | B101 | Burns |  |  | B | 57-50-1
sucrose, D- | 0,0,0 | S | 1000 | g | A205 S sink cpbd | SCGC | 2014 |  | A | 57-50-1
Sudan black | 0,0,0 | S | 250 | g | A112 | NCMA | 2014 |  | A | 4197-25-5
sudan black | 0,0,0 | S | 10 | g | B211a cabinet | Twining,Matrai,Archer | 2014 |  | B | 4197-25-5
sulfanilamide | 0,0,0 | S | 100 | g | B211a cabinet | Twining,Matrai,Archer | 2017 |  | B | 63-74-1
Sulfanilamide | 0,0,0 | S | 150 | g | B201 | Lomas, M | 2017 | AA | B | 63-74-1
SULFLURAMID | 3,1,0 | S | 0.025 | g | C201 | Aeppli,C | 2020 |  | C | 4151-50-2
Sulforhodamine 101 | 2,0,0 | S | 0.05 | g | B107 - mol.reag. cabinet | Martinez, Fernandez Robledo | 2012 |  | B | 82354-19-6
sulfur, colloidal powder | 0,1,0 | S | 1000 | g | A207 | Orcutt, B | 2016 | sigma | A | 7704-34-9
Sulfuric acid (conc) | *3,0,0 | L | 1 | L | B211a hood cabinet | Twining,Matrai,Archer | 2015 |  | B | 7664-93-9 | report=1,000lb | Y
Sulfuric acid (conc) | *3,0,0 | L | 0.5 | L | C105 | Price, N. | 2015 |  | C | 7664-93-9 | report=1,000lb | Y
sulfuric acid (conc) | *3,0,2 | L | 0.5 | L | A010 (chem storage) | Orcutt, B | 2015 |  | A | 7664-93-9 | report=1,000lb | Y
Sulfuric acid (conc) | *3,0,0 | L | 2.5 | L | A010 (chem storage) | NCMA | 2015 |  | A | 7664-93-9 | report=1,000lb | Y
Sulfuric acid (conc) | *3,0,0 | L | 0.1 | L | B107 - hood cabinets | Martinez, Fernandez Robledo | 2015 |  | B | 7664-93-9 | report=1,000lb | Y
Sulfuric acid (conc) | *3,0,0 | L | 2.5 | L | B201 hood cabinet | Lomas, M | ref above | Phos & AA | B | 7664-93-9 | report=1,000lb | Y
sulfuric acid (conc) | *3,0,0 | L | 2 | L | C105 | Fields, D. | 2015 |  | C | 7664-93-9 | report=1,000lb | Y
sulfuric acid (conc) | *3,0,0 | L | 3 | L | A010 Acid Cab | FCM | 2015 |  | A | 7664-93-9 | report=1,000lb | Y
Sulfuric acid (conc) | *3,0,0 | L | 0.25 | L | C205 | Countway, P. | 2015 | Sigma | C | 7664-93-9 | report=1,000lb | Y
Sulfuric acid (conc) | *3,0,0 | L | 0.25 | L | A101 acid cabinet | BAS | 2016 |  | A | 7664-93-9 | report=1,000lb | Y
Sulfuric acid (conc) | *3,0,0 | L | 2.5 | L | B101 | Balch, B. | 2015 |  | B | 7664-93-9 | report=1,000lb | Y
sulfuric acid (conc) | *3,0,0 | L | 0.5 | L | C201 hood | Aeppli, C. | 2015 |  | C | 7664-93-9 | report=1,000lb | Y
sulfuric acid (conc) ACS reagent grade | *3,0,0 | L | 0.75 | L | A211 hood | Emerson, D. | 2015 | Sigma-Aldrich | A | 7664-93-9 | report=1,000lb | Y
Sulfuric Acid solution, 50% | *3,0,0 | L | 0.2 | L | B211a hood cabinet | Twining,Matrai,Archer | 2014 | multiple containers | B | 7664-93-9+water
Sulfuric Acid solution, 50% | *3,0,0 | L | 228 | L | All Three Basements | Facilities | 2014 | Waste Water TX | A,B,C | 7664-93-9+water | Each can hold up to 20 gallons | Y
Sulfuric Acid solution, 80% | *3,0,0 | L | 0.125 | L | B211a hood cabinet | Twining,Matrai,Archer | 2015 |  | B | 7664-93-9+water
Sulfuric acid soutions: 25%,13.46%, 7% | *3,0,0 | L | 2 | L | B201 hood cabinet | Lomas, M | ref above | Phos & AA | B | 7664-93-9+water
Sulfuryl chloride, 97% | *4,0,2 | L | 0.025 | L | C201 | Aeppli,C | 2019 |  | C | 7791-25-5
super glue | 2,2,1 | L | 10 | g | C109 | Fields, D. | 2015 |  | C | na
Superoxide dismutase | 2,0,0 | S | 3 K | units | A211 freezer | Emerson, D. | 2012 | Sigma | A | 9054-89-1
Superscript DNA synthesis kit | 0,0,0 | L | 250 rx | kit | B105 | Martinez, Fernandez Robledo | 2012 |  | B | multiple components
Superscript III | 0,0,0 | L | 0.0001 | L | B107 - freezer | Martinez, Fernandez Robledo | 2017 |  | B | multiple components
Superscript® III VILO cDNA synthesis kit | 0,0,0 | L | 0.001 | L | B107 - freezer | Martinez, Fernandez Robledo | 2017 |  | B | multiple components
SYBR Gold nucleic acid gel stain (stain + dimethylsulfoxide | 1,2,0 | L | 0.0005 | L | C105 | Price, N. | 2014 |  | C | not listed+67-68-5
SYBR Gold nucleic acid gel stain (stain + dimethylsulfoxide | 1,2,0 | L | 0.0005 | L | C205 freezer | Countway, P. | 2014 |  | C | not listed+67-68-5 | Invitrogen
SYBR green (0.5%in DMSO) | 0,1,0 | L | 0.0005 | L | B201 freezer | Lomas, M | 2015 | Baer, S. | B | not listed+67-68-5
SYBR Green 1 10,000x | 1,2,0 | L | 0.01 | L | B107 - Freezer | Martinez, Fernandez Robledo | 2016 |  | B | none+67-68-5
SYBR Green 1, nucleic acid stain | 1,2,0 | L | 0.001 | L | A201 FACS freezer | FCM | 2016 |  | A | not listed+67-68-5 | 0.5%in DMSO
SYBR Green Fast Mix (Quanta PerfeCTa) | 1,2,0 | L | 0.0375 | L | A207 freezer | Orcutt, B | 2016 | Quanta | A | not listed+67-68-5
SYBR Green I Nucleic Acid Gel Stain (99.9-100% DMSO) | 1,2,0 | L | 0.0005 | L | A207 freezer | Orcutt, B | 2016 | Lonza | A | not listed+67-68-5
SYBR Green II, RNA gel stain | 0,1,0 | L | 5e-05 | L | A201 FACS freezer | FCM | 2015 |  | A | not listed+67-68-5 | 0.5%in DMSO
SYBR Master Mix, Roche 480 | 1,2,0 | L | 0.2 | L | A205 -20#2 | SCGC | 2016 |  | A | not listed+67-68-5
SYLGARD 186 Elastomer curing agent | 0,1,1 | L | 500 | g | C105 | Fields, D. | 2016 |  | C | 68037-59-2
Syringaldehyde | 2,0,0 | S | 5 | g | C201 | Aeppli, C. | 2014 |  | C | 134-96-3
Syringic acid | 2,0,0 | S | 5 | g | C201 | Aeppli, C. | 2014 |  | C | 530-57-4
SYTO 13 green | 2,2,0 | L | 0.0005 | L | A205 -20#1 | SCGC | 2013 |  | A | 67-68-5+trade secret | 0.5%in DMSO
Syto 13 green nucleic acid stain in DMSO (0.5%in DMSO) | 2,2,0 | L | 0.0015 | L | B201 freezer | Lomas, M | 2018 | Baer, S. | B | 67-68-5+trade secret | Life Technologies
Syto 13 stain | 2,2,0 | L | 0 | L | A211 freezer | Emerson, D. | 2013 |  | A | 67-68-5+trade secret | 0.5%in DMSO
SYTO 9 green | 2,2,0 | L | 0.0001 | L | A201 FACS freezer | FCM | 2013 |  | A | none+67-68-5
SYTO 9 green nucleaic acid stain | 2,2,0 | L | 0.0004 | L | A205 -20#2, fridge #1 | SCGC | 2013 |  | A | 67-68-5+trade secret | 0.5%in DMSO
SYTO dye 13, 5mM | 2,2,0 | L | 0.00025 | L | A201 FACS freezer | FCM | 2013 | -20 | A | 67-68-5+trade secret | 0.5%in DMSO
SYTO dye 25 | 2,2,0 | L | 5e-05 | L | A201 FACS freezer | FCM | 2013 | -20 | A | 67-68-5+trade secret | 0.5%in DMSO
SYTO-9 | 2,2,0 | L | 0.0001 | L | A201 FACS freezer | FCM | 2013 | -20 | A | 67-68-5+trade secret | 0.5%in DMSO
SYTO-9, 5mM | 2,2,0 | L | 0.0001 | L | B107 - Freezer | Martinez, Fernandez Robledo | 2013 | -20 | B | 67-68-5
SYTOX Green | 1,2,0 | L | 0.0005 | L | A201 FACS freezer | FCM | 2015 | -20 | A | 67-68-5+trade secret | 0.5%in DMSO
Sytox red | 2,2,0 | L | 0.0005 | L | A201 FACS freezer | FCM | 2013 | -20 | A | 67-68-5+trade secret | 0.5%in DMSO
T4 Gene 32 Protein, New England Biolabs | 0,0,0 | L | 0.001 | L | B107 - freezer | Martinez, Fernandez Robledo | 2016 |  | B | 5681-5,7647-14-5, 7783-20-2, etc
T7 Enzyme Mix (Invitrogen MEGA Script T7) | 0,0,0 | L | 0.0005 | L | A205, -20#1 | SCGC | 2016 |  | A | 56-81-5
TAE buffer | 0,0,0 | L | 1 | L | C105 | Price, N. | 2020 |  | C | not listed, Thermo Fisher #B49
TAE Buffer (see Tris acetate EDTA) | 0,0,0 | L | 1.1 | L | B201 | Lomas, M | 2016 | Whitney, L | B | 77-86-1, 64-19-7, 13235-36-4 | (LeAnn)
TAE buffer, 10x (see Tris-Acetate-EDTA buffer) | 0,0,0 | L | 2.9 | L | A211 | Emerson, D. | ref |  | C | 77-86-1+6850-28-8+6381-92-6
TAE buffer, 50x (see Tris-acetate-EDTA buffer) | 2,0,0, Xn | L | 0.5 | L | C205 | Countway, P. | ref |  | C | 77-86-1+6850-28-8+6381-92-6+10378-23-1
tannic acid (ACS grade) | 0,1,0 | L | 1 | g | A211 | Emerson, D. | 2014 | Sigma-Aldrich | A | 1401-55-4
TBE buffer (10X) TRIS+ borate + EDTA | 1, 1, 1 | L | 1 | L | A207 | Orcutt, B | 2016 | Alfa Aesar | A | 77-86-1+10043-35-3+6381-92-6
TBE buffer, 10x (see Tris-borate-EDTA buffer) | 2,0,0, Xn | L | 0 | L | A211 | Emerson, D. | ref | Accugene | A | 77-86-1+10043-35-3
TBE gel buffer, 10X (see Tris-borate-EDTA buffer) | 2,0,0, Xn | L | 1 | L | C205 | Countway, P. | ref | BioRad | C | 77-86-1+10043-35-3+6381-92-6+7732-18-5
TBTO (tri-n-butyltin oxide) | *3,1,0 | S | 0.1 | g | A201 FACS freezer | FCM | 2015 |  | A | 56-35-9
TE (see Tris-EDTA) Buffer pH 8.0 | 1,0,0 | L | ref | L | B101 | Balch, B. | 2017 | stored for education | B | 7647-14-5+1185-53-1+60-00-4+water
TE buffer (see Tris-EDTA) | 0,0,0 | L | 3 | L | A201 Non-tox refrig | FCM | 2015 |  | A | 7732-18-5+1185-53-1+139-33-3
TE buffer (see Tris-EDTA) 1X, Invitrogen | 0,0,0 | L | ref | L | B107 | Martinez, Fernandez Robledo | ref |  | B | 7732-18-5+1185-53-1+139-33-3
TE buffer (see Tris-EDTA) 1x, low EDTA | 0,0,0 | L | ref | L | A205 -20#2+S sink cpbd | SCGC | ref |  | A | 7732-18-5+1185-53-1+139-33-3
TE buffer (see Tris-EDTA) concentrate, 100x | 0,0,0 | L | ref | L | A205 fridge#1+cupbd | SCGC | ref |  | A | 7732-18-5+1185-53-1+139-33-3
TE buffer (see Tris-EDTA) concentrate, 100x | 0,0,0 | L | 0.2 | L | B201 | Lomas, M | 2009 | Whitney, L | B | 7732-18-5+1185-53-1+139-33-3
TE buffer (see Tris-EDTA) low EDTA, 1X pH 8.0, Quality Biological | 0,0,0 | L | ref | L | B107 | Martinez, Fernandez Robledo | ref |  | B | 7732-18-5+1185-53-1+139-33-3
TE buffer (see Tris-EDTA) USB 1x | 0,0,0 | L | ref | L | B107 | Martinez, Fernandez Robledo | ref |  | B | 7732-18-5+1185-53-1+139-33-3
TE buffer (Tris-EDTA), 10x | 2,0,0 | L | 1 | L | A207 | Orcutt, B | 2012 | VWR | A | 77-86-1+10043-35-3
tellurium | 2,0,0 | L | 10 | g | B211a cabinet | Twining,Matrai,Archer | 2014 |  | B | 13494-80-9
TempTale batteries | 1,1,2 | S | 3 | ea | A208 office | SCGC | 2015 |  | A | na
Terbium (III) Chloride Hexahydrate | 2,0,0 | S | 5 | g | A101 | BAS | 2014 |  | A | 13798-24-8
Terphenyl, O- | 2,1,0 | S | 0.5 | g | C201 dry cabinet | Aeppli, C. | 2013 |  | C | 84-15-1
tert-butyl methyl ether | 2,3,0 | L | 1 | L | A101 flam cab | BAS | 2020 |  | A | 1634-04-4
Tetrabutylammonium Hydroxide (40% in water) | *3,0,0 | L | 700 | g | B211a cabinet | Twining | 2017 |  | B | 2052-49-5
tetrabutylammonium phosphate monobasic solution | 0,0,0 | L | 0.25 | L | A101 | BAS | 2014 |  | A | 5574-97-0
Tetrachloro-M-xylene, 2,4,5,6- | 2,0,0 | S | 0.25 | g | C201 dry cabinet | Aeppli, C. | 2012 |  | C | 877-09-8
tetracycline HCl | *3,0,1 | S | 5 | g | A110, freezer | NCMA | 2014 |  | A | 64-75-5 | no RQ
Tetracycline hydrochloride | *3,0,1 | S | 5 | g | B109 and B107 freezer | Martinez, Fernandez Robledo | 2014 |  | B | 64-75-5 | no RQ
tetradecanal | 2,1,0 | S | 1 | g | C201 | Aeppli, C. | 2014 | vwr | C | 124-25-4
tetradecanone, 2- | 0,2,0 | S | 1 | g | C201 | Aeppli, C. | 2014 | vwr | C | 2345-27-9
Tetraethyl orthosilicate |  | L | 250 | mL | A211 Hood | Emerson, D. | 2020 | Merck | A | 78-10-4
Tetraethyl orthosilicate | *3,2,0 | L | 0.05 | L | C205 | Countway, P. | 2014 | from Bob's Lab | C | 78-10-4
tetraethylene glycol | 0,1,0 | L | 100 | g | A205 S sink cpbd | SCGC | 2015 |  | A | 112-60-7
tetrahydrofuran | *2,3,0 | L | 0.75 | L | A101 | BAS | 2014 |  | A | 109-99-9
Tetramethylammonium hydroxide, 25% w/w aqueous solution | 3,0,0 | L | 1 | gal | trace metal clean room | Price, N. | 2020 |  | B | 75-59-2
Tetramethylethylenediamine, N',N',N',N'- (TEMED) | *3,3,0 | L | 0.015 | L | B107 - toxic fridge | Martinez, Fernandez Robledo | 2015 | Sigma T7024 | B | 110-18-9
Tetramethylethylenediamine, N',N',N',N'- (TEMED) | *3,3,0 | L | 0.025 | L | B101 | Burns |  |  | B | 110-18-9
tetramethylhydroxylamine isothiocyanate (aka tetramethylrhodamine isothiocyanate) | 0,0,0 | S | 0.05 | g | A201 FACS freezer | FCM | 2014 |  | A | 80724-20-5
tetrasodium pyrophosphate (aka pyrophosphate, tetrasodium) | 2,0,0 | S | 500 | g | A201 Chem Shelf | FCM | 2012 |  | A | ref
Tetreachloroethane, 1,1,2,2- | *4,0,0 | L | 0.005 | L | C201 | Aeppli,C | 2019 |  | C | 79-34-5
Texas red | 0,0,0 | S | 0.02 | g | A201 Slide Drawer | FCM | 2014 |  | A | 187099-99-6
Thiabendazole | 0,0,0 | S | 50 | g | A112 | NCMA | 2014 | Sigma T5535 | A | 148-79-8 | no RQ
Thiamine | 0,0,0 | S | 125 | g | A105 Walk in 2º C | NCMA | 2014 |  | A | 67-03-8
thiamine (Vitamin B3) | 0,0,0 | S | 200 | g | A201 FACS freezer | FCM | 2014 |  | A | 67-03-8
Thiamine HCl | 0,0,0 | S | 25 | g | B101 | Burns | 2014 |  | B | 67-03-8
thiamine HCl (vit B1) | 0,0,0 | S | 50 | g | B105 | Martinez, Fernandez Robledo | 2014 |  | B | 67-03-8
Thiamine Hydrochloride (vit B1) | 0,0,0 | S | 45 | g | A112 | NCMA | 2014 |  | A | 67-03-8
Thiamine Hydrochloride (vit B1) | 0,0,0 | S | 10 | g | A201 Non-tox refrig | FCM | 2014 |  | A | 67-03-8
Thiamine Hydrochloride (vit B1) | 0,0,0 | S | 5 | g | C205 | Countway, P. | 2014 | Sigma | C | 67-03-8
Thiamine Hydrochloride (vit B12) | 0,0,0 | S | 10 | g | B211a cabinet | Twining,Matrai,Archer | 2014 |  | B | 67-03-8
thianaphthene | 1,0,0 | S | 5 | g | C201 | Aeppli, C. | 2014 |  | C | 95-15-8
Thiazolyl blue tetrazolium bromide | 2,0,0 | S | 1 | g | A110 fridge | NCMA | 2014 |  | A | 298-93-1
Thidazuron (TDZ) | 2,0,0 | S | 0.1 | g | A110 freezer | NCMA | 2016 |  | A | 51707-55-2
Thioglycollate Medium | 0,0,0 | S | 400 | g | A105 Walk in 2º C | NCMA | 2012 | BBL 117720/221195 | A | 7647-14-5, 367-51-1 (5% sodium mercaptoacetate)
Thioglycollate medium | 2,0,0 Xi | S | 400 | g | B107 - freezer | Martinez, Fernandez Robledo | 2012 | Sigma T9032 | B | 7647-14-5, 367-51-1 (5% sodium mercaptoacetate)
Thioglycollate Medium, Fluid | 0,0,0 | L | 0.032 | L | A105 Walk in 2º C | NCMA | 2012 | BBL 117720/221195 | A | 367-51-1 (Sodium mercaptoacetate)
thiophene (std for GC) | *2,3,0 | L | 0.001 | L | C201 | Aeppli, C. | 2016 |  | C | 110-02-1
THTPA (tris 3-hydrsypropyltriazolylmethyl amine) | 0,0,0 | S | 0.001 | g | A207 freezer | Orcutt, B | 2015 |  | A | 760952-88-3
thymol blue | 0,0,0 | S | 10 | g | B211a cabinet | Twining,Matrai,Archer | 2014 |  | B | 76-61-9
tin, c. 20 mesh | 0,0,0 | S | 100 | g | B211a cabinet | Twining,Matrai,Archer | 2014 |  | B | 7440-31-5
titanium (III) chloride 15% in 10% HCl | *3,1,0 | L | 0.5 | L | B211a hood cabinet | Twining | 2015 |  | B | 7705-07-9(30%)+7647-01-0(10%)+7732-18-5(70%) | dif CAS
titanium (III) chloride 20% in 3% HCl | *3,1,0 | L | 0.5 | L | B211a hood cabinet | Twining | 2015 |  | B | 7705-07-9(30%)+7647-01-0(10%)+7732-18-5(70%) | dif CAS
titanium (III) chloride 30% in 10% HCl | *3,1,0 | L | 1 | L | B211a hood cabinet | TArcher | 2015 | multiple containers | B | 7705-07-9(30%)+7647-01-0(10%)+7732-18-5(70%) | dif CAS
titanium (III) chloride 30% in 10% HCl | *3,1,0 | L | 0.5 | L | B211a cabinet | Twining,Matrai,Archer | 2015 |  | B | 7705-07-9(30%)+7647-01-0(10%)+7732-18-5(70%) | dif CAS
Toluene | *2,3,0 | L | 16 | L | A010 chem stor | Aeppli, C. | 2014 |  | A | 108-88-3 | report=1,000lb | Y
Toluene | *2,3,0 | L | 4 | L | C201 hood | Aeppli, C. | 2014 |  | C | 108-88-3 | report=1,000lb | Y
Toluidiine Blue O, 0.25% solution | 0,0,0 | L | 0.5 | L | C105 | Price, N. | 2014 |  | C | 92-31-9
Toluidine Blue, Microscopy and Histology Stain | 0,0,0 | S | 25 | g | B107 - EM cabinet | Martinez, Fernandez Robledo | 2014 | SPI CAS# 92-31-9 | B | 92-31-9
TOPO TA Cloning Kit | 0,0,0 | L | 0.007 | L | A207 | Orcutt, B | 2015 | invitrogen | A | none
TOPO TA Cloning Kit - Top10 One Shot | 0,0,0 | L | 0.00105 | L | Orcutt -80 freezer | Orcutt, B | 2015 | invitrogen | A | none
Tosyl-L-Lysine chloromethyl ketone hydrochloride, Na | 2,0,0 | S | 0.1 | g | B107 freezer | Martinez, Fernandez Robledo | 2015 | Sigma | B | 4272-74-6
TOYOPEARL HW-75F | 2,2,0 | S | 0.5 | L | B211a cabinet | Twining,Matrai,Archer | 2015 |  | B | none
trace element solution | 1,0,0 | L | 0.5 | L | B103 frzr | Balch, B. | 2016 | for L1 media from NCMA recipe | B | none
Trace metals stock | 1,0,0 | L | 0.05 | L | B201 live fridge | Lomas, M | 2016 | Whitney, L | B | none listed | did not seek new SDS (10/2018)
TRI reagent | *3,2,0 | L | 0.1 | L | B107 - Freezer | Martinez, Fernandez Robledo | 2017 |  | B | 108-95-2, 593-84-0
Triacontane-D62 | 0,0,0 | S | 0.1 | g | C201 | Aeppli, C. | 2014 |  | C | 93952-07-9
triazine, 2-Chloro-4,6-diamino-1,3,5- | 0,0,0 | S | 0.1 | g | B107 - freezer | Martinez, Fernandez Robledo | 2014 |  | B | 3397-62-4
tribromoacetic acid | *3,0,0 | S | 5 | g | C201 fridge | Aeppli, C. | 2014 |  | C | 75-96-7
Tribromophenol, 2,4,6- | 2,0,0 | S | 2 | g | C201 fridge | Aeppli, C. | 2014 |  | C | 118-79-6
Trichloroacetic acid | *3,0,0 | L | 0.2 | L | C205 | Countway, P. | 2015 |  | C | 76-03-9
trichloroacetic acid | *3,0,0 | S | 85 | g | A101 | BAS | 2016 |  | A | 76-03-9
trichloroacetic acid | *3,0,0 | S | 200 | g | B211a cabinet | Twining,Matrai,Archer | 2015 |  | B | 76-03-9 | 85% water
trichlorobenzene, 1,3,5- | 2,1,0 | S | 1 | g | C201 dry cabinet | Aeppli, C. | 2014 |  | C | 108-70-3
triethanolamine | 0,1,0 | L | 0.1 | L | B203 | BAS/Archer | 2014 |  | B | 102-71-6
Triethylamine | *3,3,0 | S | 0 | g | A101 | BAS | 2016 |  | A | 121-44-8 | report=5,000lb
Triethylamine | *3,3,0 | L | 0.001 | L | C201 | Aeppli, C. | 2016 |  | C | 121-44-8 | report=5,000lb
triethylene tetramine | *3,1,0 | L | 0.01 | L | B211a cabinet | Twining,Matrai,Archer | 2015 |  | B | 112-24-3
Trifluoroacetic acid | *3,0,2,W | L | 0.12 | L | A101 | BAS | 2014 |  | A | 76-05-1
Trifluoroacetic anhydride | *3,0,2 | L | 0.01 | L | C201 | Aeppli, C. | 2014 |  | C | 407-25-0
trimethoxybenzene, 1,3,5- | 1,0,0 | S | 10 | g | B211a cabinet | Twining,Matrai,Archer | 2012 |  | B | 621-23-8
trimethylamine HCl | 2,0,0 | S | 100 | g | A201 Hood | FCM | 2014 | Sigma T7630 | A | 593-81-7
Trimethylamine N-oxide | 2,0,0 | S | 4 | g | A101 | BAS | 2012 |  | A | 1184-78-7
trimethylamine solution, 24% | *4,3,0 | L | 0.025 | L | B211a flam cabinet | TArcher | 2014 |  | B | 75-50-3 +water 7732-18-5 | report=100lb
trimethylamine solution, 45% | *4,4,0 | L | 0.5 | L | B211a flam cabinet | TArcher | 2014 |  | B | 75-50-3 +water 7732-18-5 | report=100lb
trimethylphenol, 2,4,6- | *3,1,0 | S | 1 | g | C201 | Aeppli, C. | 2016 |  | C | 527-60-6
trimethylsilyl diazomethane (2M solution in hexanes) | *2,3,0 | L | 0.005 | L | C201 | Aeppli, C. | 2017 |  | C | 18107-18-1 (40%) + 110-54-3 (60%)
Trimethylsilyl Methylamine (aka Aminomethyl Trimethylsilane) | *3,3,0 | L | 0.005 | L | C201 fridge | Aeppli, C. | 2014 |  | C | 18166-02-4
tris (hydroxymethyl)aminomethane (AKA THAM, tris-base) | 0,0,0 | S | 100 | g | C201 | Aeppli, C. | 2017 |  | C | 77-86-1
Tris (Trizma) acetate | 0,0,0 | S | 50 | g | A112 | NCMA | 2012 |  | A | 6850-28-8
Tris (Trizma) base | 2,0,0 | S | 500 | g | B211a cabinet | Twining,Matrai,Archer | 2013 |  | B | 77-86-1
Tris (Trizma) base | 2,0,0, Xn | S | 500 | g | A205 S sink cpbd | SCGC | 2013 |  | A | 77-86-1
Tris (Trizma) base | 2,0,0 | S | 100 | g | C105 | Price, N. | 2013 |  | C | 77-86-1
Tris (TRIZMA) base | 2,0,0, Xn | S | 1000 | g | A112 | NCMA | 2013 |  | A | 77-86-1
Tris (TRIZMA) base | 2,0,0, Xn | S | 250 | g | B107 - mol.reag. cabinet | Martinez, Fernandez Robledo | 2013 |  | B | 77-86-1
Tris (Trizma) base | 2,0,0, Xn | S | 500 | g | C205 | Countway, P. | 2013 | Sigma | C | 77-86-1
Tris (TRIZMA) base | 2,0,0, Xn | S | 1000 | g | B101 | Burns |  |  | B | 77-86-1
Tris (Trizma) hydrochloride | 0,0,0 | S | 550 | g | B211a cabinet | Twining,Matrai,Archer | 2017 |  | B | 1185-53-1
Tris (Trizma) hydrochloride | 0,0,0 | S | 500 | g | A207 | Orcutt, B | 2017 | IBI | A | 1185-53-1
Tris (Trizma) hydrochloride | 0,0,0 | S | 475 | g | A112 | NCMA | 2017 | Sigma T-3253 | A | 1185-53-1
Tris (Trizma) hydrochloride | 0,0,0 | S | 100 | g | B107 - mol.reag. cabinet | Martinez, Fernandez Robledo | 2017 |  | B | 1185-53-1
Tris (Trizma) hydrochloride | 0,0,0 | S | 450 | g | A211 | Emerson, D. | 2017 |  | A | 1185-53-1
Tris (Trizma) Hydrochloride solution | 0,0,0 | L | 1 | L | A112 | NCMA | 2017 |  | A | 1185-53-1
Tris (TRIZMA) preset crystals, pH 7 | 2,0,0, Xn | S, L | 100 | g | B211a cabinet | Twining,Matrai,Archer | 2014 |  | B | 77-86-1+1185-53-1 (50:50) tris hydroxymethyl aminomethane+amino hydroxymethyl propane diolHCl
Tris (TRIZMA) preset crystals, pH 8 | 2,0,0, Xn | S, L | 100 | g | B211a cabinet | Twining,Matrai,Archer | 2014 |  | B | 77-86-1+1185-53-1 (50:50) tris hydroxymethyl aminomethane+amino hydroxymethyl propane diolHCl
Tris hydrochloride | 0,0,0 | S | 100 | g | A205 S sink cpbd | SCGC | 2017 |  | A | 1185-53-1
Tris hydrochloride | 0,0,0 | L | 0.2 | L | A205 fridge#1 | SCGC | 2017 | Promega | A | 1185-53-1
Tris Hydrochloride solution, 1M pH8 | 0,0,0 | L | 0.75 | L | B107 - Live fridge | Martinez, Fernandez Robledo | 2017 |  | B | 1185-53-1 + water
Tris solution, 1M | 2,0,0, Xn | L | 1 | L | B107 - mol.reag. cabinet | Martinez, Fernandez Robledo | 2017 |  | B | 77-86-1+water
tris-acetate-EDTA buffer (TAE), 10x (aka TAE buffer) | 1,0,0 | L | 1.75 | L | A201, fridge#2 | SCGC | 2013 |  | A | 77-86-1(5%)+64-19-7(5%)+6381-92-6+water
tris-acetate-EDTA buffer (TAE), 10x (aka TAE buffer) | 1,0,0 | L | 0.5 | L | B107 | Martinez, Fernandez Robledo | 2013 |  | B | 229-939-6, 205-358-3, 77-86-1
Tris-Acetate-EDTA buffer (TAE), 50x (aka TAE buffer) | 1,0,0 | L | 1 | L | B107 | Martinez, Fernandez Robledo | 2013 |  | B | 229-939-6, 205-358-3, 77-86-1
Tris-Borate-EDTA buffer (TBE), 10x | 2,0,0 | L | 0.5 | L | B107 | Martinez, Fernandez Robledo | 2012 | sigma T4415 | B | 139-33-3, 1310-73-2, 77-86-1, 100043-35-3
Tris-EDTA buffer concentrate, 100x (aka TE buffer) | 0,0,0 | L | 0.1+0.3 | L | A205 fridge#1+cupbd | SCGC | 2016 |  | A | 1185-53-1+139-33-3 + water
Tris-EDTA buffer solution (10mM tris, 1mM EDTA) | 0,0,0 | L | 0 | L | A211 | Emerson, D. | 2016 | Fluka | A | 1185-53-1+139-33-3 + water
Tris-EDTA buffer solution 10:1 (aka TE buffer) | 0,0,0 | L | 1 | L | B107 - mol.reag. cabinet | Martinez, Fernandez Robledo | 2016 |  | B | 77-86-1, 23411-34-9
Tris-EDTA buffer solution 20:50 (aka TE buffer) | 0,0,0 | L | 0.2 | L | B107 - mol.reag. cabinet | Martinez, Fernandez Robledo | 2016 |  | B | 77-86-1, 23411-34-9
Tris-EDTA buffer, 1x, Invitrogen (aka TE buffer) | 0,0,0 | L | 0.5 | L | B107 | Martinez, Fernandez Robledo | 2016 |  | B | 1185-53-1+139-33-3 + water
Tris-EDTA buffer, 1x, low EDTA (aka TE buffer) | 0,0,0 | L | 0.3 | L | A205 -20#2+S sink cpbd | SCGC | 2016 |  | A | 1185-53-1+139-33-3 + water
Tris-EDTA buffer, 1x, low EDTA (aka TE buffer) | 0,0,0 | L | 0.5 | L | B107 | Martinez, Fernandez Robledo | 2016 |  | B | 1185-53-1+139-33-3 + water
Tris-EDTA buffer, 1x, USB | 0,0,0 | L | 0.5 | L | B107 | Martinez, Fernandez Robledo | 2018 |  | B | 1185-53-1+139-33-3 + water
Tris-EDTA buffer, pH 8.0 | 1,0,0; Xi | L | 0.5 | L | B101 | Balch, B. | 2018 |  | B | 7647-14-5+1185-53-1+60-00-4+water | stored for education
Tris-Glycine SDS | 1,0,0; Xi | L | 0.5 | L | B107 | Martinez, Fernandez Robledo | 2015 |  | B | 151-21-3 + water
Tris-TAPS EDTA buffer concentrate, 10x (see KBB buffer) | 0,0,0 | L | ref | L | A201 fridge#2 | SCGC | ref | Blue Pippin | A | mixture
Tris/Glycine/SDS 10x buffer | 2,0,0 | L | 0 | L | A211 | Emerson, D. | 2015 |  | A | 56-40-6(15%)+77-86-1(5%)+water | BioRad
TRITON X-100 | 3,0,0 | L | 0.05 | L | A201 | SCGC | 2020 |  | A | 9002-93-1
Triton X-100 | 2,1,2 | L | 0.1 | L | C105 | Price, N. | 2015 |  | C | 9002-93-1
triton X-100 | 2,1,0 | L | 0.1 | L | A207 | Orcutt, B | 2017 |  | A | 9002-93-1 (p-tertiary-octylphenoxy polyethyl alcohol), 25322-68-3 (polyethylene glycol)
Triton X-100 | 2,1,0 | L | 0.2 | L | A201 Hood | FCM | 2015 |  | A | 9002-93-1
Triton X-100 | 2,1,0 | L | 0.1 | L | A211 | Emerson, D. | 2015 |  | A | 9002-93-1
Triton X-100 | 2,1,0 | L | 1 | L | B101 | Burns |  |  | B | 9002-93-1
Triton X-100 | 2,1,2 | L | 0.45 | L | B211a cabinet | Twining,Matrai,Archer | 2015 | was RRLG | B | 9002-93-1
Triton X-100 | 2,1,0 | L | 0.6 | L | B101 | Balch, B. | 2015 |  | B | 9002-93-1
Triton X-301 (Na alkylaryl polyether sulfide) | 2,1,0 | L | 0.5 | L | A112 | NCMA | 2015 | Sigma, #T-8009 | A | 9002-93-1
Triton-X | 2,1,0 | L | 0.1 | L | B107 - mol.reag. cabinet | Martinez, Fernandez Robledo | 2015 |  | B | 9002-93-1
TRIzol LS solution ( Phenol and thiocyanate compounds) | *4,0,0 | L | 0.1 | L | B107 - toxic fridge | Martinez, Fernandez Robledo | 2017 |  | B | 108-95-2(50% phenol)+540-72-7(50%sodium thiocyanate)
Trizol reagent | *4,0,0 | L | 0.1 | L | A109 Refrigerator | NCMA | 2017 |  | A | 108-95-2(50% phenol)+540-72-7(50%sodium thiocyanate)
TRIzol solution ( Phenol and thiocyanate compounds) | *4,0,0 | L | 0.45 | L | B107 - toxic fridge | Martinez, Fernandez Robledo | 2017 | phenol+guanidinium thiocyanate | B | 108-95-2(50% phenol)+540-72-7(50%sodium thiocyanate)
trypan blue (2% in water) | 0,0,0 | L | 50 | L | B211a cabinet | Twining,Matrai,Archer | 2014 |  | B | 72-57-1 | report=10lb
Trypan Blue solution, 0.4% | 0,0,0 | L | 0.1 | L | B109 - fridge | Martinez, Fernandez Robledo | 2017 |  | B | 72-57-1+water
Trypsin | 2,0,0 | S | 0.25 | g | A105 Walk in 2º C | NCMA | 2014 | Sigma T 8642 | A | 9002-07-7
Trypsin-EDTA solution, 0.25% | 0,0,0 | L | 0.1 | L | A201 FACS freezer | FCM | 2014 | -20 storage | A | 9002-07-7+6381-92-6
Trypsin-Versene (EDTA) | 0,0,0 | L | 0.1 | L | A207 freezer | Orcutt, B | 2018 | Lonza | A | 9002-07-7 (0.5-1%)
Trypticase peptone (see Peptone) | 0,0,0 | S | 454 | g | A112 | NCMA | ref | BBL BD211921 | A | ref
tryptone | 0,0,0 | S | 500 | g | A207 | Orcutt, B | 2015 | Sigma | A | 91079-40-2
tryptone | 0,0,0 | S | 500 | g | B109 | Martinez, Fernandez Robledo | 2015 |  | B | 91079-40-2
tryptone | 1,1,0 | S | 500 | g | B107 | Martinez, Fernandez Robledo | 2018 |  | B | 73049-73-7
Tryptone | 0,0,0 | S | 200 | g | A211 | Emerson, D. | 2015 | Sigma | A | 91079-40-2
tryptone (Bacto) | 0,0,0 | S | 500 | g | A205 S sink cpbd | SCGC | 2015 |  | A | 91079-40-2
Tryptophan, L- | 0,0,0 | S | 18 | g | A101 | BAS | 2015 |  | A | 73-22-3
Tungsten (VI) oxide | 0,0,0 | S | 300 | g | A101 | BAS | 2020 |  | A | 1314-35-8
Turbo DNA-free (Ambion) kit | 1,0,0 | L | 1 | kit | C205 | Countway, P. | 2013 |  | C | multiple components
Turbo DNAse (Invitrogen kit) | 0,0,0 | L | 0.00012 | L | A205, -20#1 | SCGC | 2016 |  | A | 56-81-5 (glycerol CAS)
TURBO DNase (Invitrogen MEGA Script T7) | 0,0,0 | L | 0.0005 | L | A205, -20#1 | SCGC | 2019 |  | A | 56-81-5
Turbo DNAse buffer 10x (Invitrogen kit) | 0,0,0 | L | 0.0006 | L | A205 | SCGC | 2016 |  | A | n/a
TWEEN 20 | 0,1,0 | L | 0.8 | L | A201 (south drawer) | SCGC | 2014 |  | A | 9005-64-5
tween 20 | 0,1,0 | L | 50 | ml | c101 | Rasher, D | 2018 |  | C | 9005-64-5
TWEEN 20 | 0,1,0 | L | 0.975 | L | A112 | NCMA | 2014 |  | A | 9005-64-5
TWEEN 20 | 0,1,0 | L | 0.1 | L | B107 - mol.reag. cabinet | Martinez, Fernandez Robledo | 2014 |  | B | 9005-64-5
TWEEN 20 | 0,1,0 | L | 1 | L | B101 | Burns |  |  | B | 9005-64-5
Tween 40 | 1,0,0 | L | 500 | g | C108 | Price, N. | 2015 | fungal culture | C | 9005-66-7
TWEEN 80 | 0,0,0 | L | 0.1 | L | A112 | NCMA | 2015 | Sigma # P- 8074 | A | 9005-65-6
TWEEN 80 | 0,0,0 | L | 0.05 | L | B107 - mol.reag. cabinet | Martinez, Fernandez Robledo | 2015 |  | B | 9005-65-6
Tween 80 | 1,0,0 | L | 500 | g | C108 | Price, N. | 2015 | fungal culture |  | 9005-66-6
TWEEN 80 (polyoxyethylenesorbitan monoleate) | 0,0,0 | L | 100 | g | A201 Hood | FCM | 2015 |  | A | 9005-65-6
Tween-20 + water (MiSeq wash solution) | 0,0,0 | L | 2x1 | L | A201 fridge#3 | SCGC | 2014 |  | A | 9005-64-5
Ultima Gold LSC cocktail | *3,1,0 | L | 1 | L | Rad lab | facilities-Rad | 2013 |  | B | 9016-45-9, 298-07-7, 557-11-7
universal indicator solution | *2,3,0 | L | 0.12 | L | A205 N sink cpbd | SCGC | *2015 | most recent SDS 3/18 | A | none
Uranyl Acetate dihydrate (Depleted Uranium) | *4,0,0 | S | 25 | g | B107 - hood cabinets | Martinez, Fernandez Robledo | 2014 | SPI CAS#6159-44-0 | B | 6159-44-0 check CAS | report=100lb
Uranyl Acetate dihydrate (Depleted Uranium) solution 5% | *4,0,0 | L | 0.035 | L | B107 - toxic fridge | Martinez, Fernandez Robledo | 2014 |  | B | 6159-44-0 | report=100lb
Urea | 0,0,0 | S | 500 | g | B211a cabinet | Twining,Matrai,Archer | 2015 |  | B | 57-13-6
Urea | 0,0,0 | S | 500 | g | A112 | NCMA | 2018 |  | A | 57-13-6
Urea | 0,0,0 | S | 0.25 | L | B107 - mol.reag. cabinet | Martinez, Fernandez Robledo | 2015 | Sigma U5378 | B | 57-13-6
Urea | 0,0,0 | S | 90 | g | B201 | Lomas, M | 2020 | Organic Nitrogen Standard | B | 57-13-6
Urea | 0,0,0 | L | 0.15 | L | B201 | Lomas, M | 2020 | Organic Nitrogen Standard | B | 57-13-6
urea | 0,0,0 | S | 2 | g | A201 Chem Shelf | FCM | 2015 |  | A | 57-13-6
Urea | 0,0,0 | S | 500 | g | B101 | Burns |  |  | B | 57-13-6
Urea - 13C, 15N2 | 2,0,0 | S | 0.4 | g | B201 box | Lomas, M | 2014 | Isotec cat# 490952 | B | 58069-82-2
Urea - 15N2 | 2,0,0 | S | 0.3 | g | B201 box | Lomas, M | 2016 | US Services Inc. # 3765 | B | 58069-82-2
Urea stable isotope std | 0,0,0 | S | 6 | g | A101 | BAS | 2014 |  | A | 58069-82-2
Uric acid | 0,0,0 | S | 25 | g | A112 | NCMA | 2014 | Sigma | A | 69-93-2
Utermohl solution (see Lugols) | 1,0,0 | L | 0.75 | L | A112 | NCMA | ref |  | A | 7553-56-2 (iodine)
UTP solution (Invitrogen MEGA Script T7) | 0,0,0 | L | 0.0005 | L | A205, -20#1 | SCGC | 2016 |  | A | n/a
Vacuum Pump Oil 19 | 1,1,0 | L | 12 | L | B203 | BAS | *2013 | most recent SDS 3/18 | B | 64742-65-0
Vanadium (III) chloride | *3,0,2 | S | 10 | g | A207 | Orcutt, B | 2020 |  | A | 7718-98-1
Vanillic Acid 98% | 0,0,0 | S | 10 | g | C201 | Aeppli, C. | 2012 |  | C | 121-34-6
Vanillin | 2,0,0 | S | 2 | g | C201 | Aeppli, C. | 2014 |  | C | 121-33-5
VectaShield Antifade Mounting media (DAPI) | 0,0,0 | L | 0.01 | L | B107 - Live fridge | Martinez, Fernandez Robledo | 2019 | Vector Laboratories-H-1200 | B
Vectashield with DAPI | 0,0,0 | L | 0.01 | L | C205 | Countway, P. | 2015 | Sigma | C | 56-81-5, 28718-90-3 | ~99% glycerol, ~1% DAPI
Versa-Clean | 1,0,0 | L | 0.05 | L | B107 - under sink | Martinez, Fernandez Robledo | *2008 | most recent SDS 3/17 | B | 271-657-0
Vinyl cyclohexene dioxide (VCHD or VCD)(see Spurr kit) | 2,1,0 | L | 0.5 | L | B107 - EM cabinet | Martinez, Fernandez Robledo | 2015 |  | B | 106-87-6 | newest SDS available
Viscozyme L | 0,0,0 | L | 0.05 | L | A109 refr. | NCMA | 2013 |  | A | none
VitalOxide | 0,0,0 | L | 1 | g | Air Handler A | facilities | 2019 | Disinfectant Cleaner | A | 68391-01-5, 85409-23-0
VITAMIN B-12 CRYSTALLINE (see Cyanocobalamin) | 0,0,0, Xi | S | ref |  | C205 | Countway, P. | 2012 | Sigma | C | 68-19-9
vitamin B12 (see Cyanocobalamin) | 0,0,0 | S | ref |  |  | NCMA | 2014 |  | A | 68-19-9
Vitamin Stock | 0,0,0 | L | 0.025 | L | B201 live fridge | Lomas, M | 2016 |  | B | none listed | did not seek new SDS (10/2018)
Vitamins, ATCC solutions | 0,0,0 | L | 0.01 | L | A207 | Orcutt, B | 2016 |  | A | none
Vitamins, ATCC solutions | 0,0,0 | L | 0.01 | L | A211 freezer | Emerson, D. | 2016 | ATCC | A | none
Vitreous Aluminosilicate Fiber | 1,0,0 | S | 200 | g | C201 | Aeppli, C. | 2013 |  | C | 142844-00-6 (40-95%) + 7631-86-9 (0-60%) + 56780-58-6 (0-10) + 1344-28-1 (0-40%) | Contains Aluminosilicate fibers, Amorphous Silica, Starch, and Alumina. Comes as blockes which are placed in the high temperature oven.
VYBRANT FAM poly caspases kit | 1,2,1 | L | unk | L | A201 FACS freezer | FCM | 2012 |  | A | various
W15 mounting media | 0,0,0 | L | 0.03 | L | A201 Slide Drawer | FCM | 2014 |  | A | none assigned
Water, Ambion nuclease-free water | 0,0,0 | L | 0.5 | L | B107 | Martinez, Fernandez Robledo | 2016 |  | B | 7732-18-5
Water, DEPC-treated | 0,0,0 | L | 0.5 | L | B107 - Live fridge | Martinez, Fernandez Robledo | 2012 |  | B | 1609-47-8
water, HPLC-grade | 0,0,0 | L | 4 | L | B211a bench | Twining,Matrai,Archer | 2016 |  | B | 7732-18-5
Water, Molecular Grade | 0,0,0 | L | 9 | L | A205 N sink cpbd+fridge#1 | SCGC | 2016 |  | A | 7732-18-5
water, molecular grade (PCR water) | 0,0,0 | L | 2 | L | A211 | Emerson, D. | 2016 | Eppendorf | A | 7732-18-5
Water, Nuclease Free (IDT) | 0,0,0 | L | 0.5 | L | B107 | Martinez, Fernandez Robledo | 2016 |  | B | 7732-18-5
Water, Teknova Rnase free water | 0,0,0 | L | 0.5 | L | B107- freezer | Martinez, Fernandez Robledo | 2016 |  | B | 7732-18-5
Water, VWR Nuclease Free water | 0,0,0 | L | 2.5 | L | B107 - PCR hood | Martinez, Fernandez Robledo | 2016 |  | B | 7732-18-5
WD-40 | *1,3,0 | L | 0.5 | L | A016 loading bay | facilities | 2014 | flam cabinet | A | 64742-47-8+64742-58-1+64742-53-6+64742-56-9+64742-65-0+64742-47-8+124-38-9+trade | was Heil
WD-40 | *1,3,0 | L | 0.056 | L | A211 tool box | Emerson, D. | 2014 |  | A | 64742-47-8+64742-58-1+64742-53-6+64742-56-9+64742-65-0+64742-47-8+124-38-9+trade
Whey Protein, "Muscle Milk" | 0,0,0 | S | 875 | g | B109 | Martinez, Fernandez Robledo | 2017 | WalMart | B | none
Whey Protein, Jarrow formulas | 0,0,0 | S | 26 | g | B109 | Martinez, Fernandez Robledo | 2017 | Whole Foods | B | none
WHO coplanar monoortho PCBs in isooctane 20g/ml | 2,2,0 | L | 0.001 | L | C201 | Aeppli, C. | 2013 |  | C | None
Windex | 1,0,0 | L | 0.5 | L | A205 under sink | SCGC | 2016 |  | A | mixture
Windo-Clean aerosol | 2,1,0 | L | 1.12 | L | A002, C201 | Facilities | 2015 | Hillyard | A | mixture
Wizard Genomic DNA Purificaton Kit | 0,0,0 | L | 2x100 rxns | kit | B107 | Martinez, Fernandez Robledo | 2015 |  | B | >2% of the following: 77-86-1, 151-21-3
Wizard PCR cleanup kit - membrane binding soln. | 2,0,0 | L | 0.05 | L | C205 | Countway, P. | 2016 | Promega | C | 593-84-0 | ~50-75% guanidinium thiocyanate
Wizard® SV96 Plasmid DNA Purification System (Promega) | 2,0,0 | L | 5x96 rxns | kit | B107 | Martinez, Fernandez Robledo | 2016 |  | B | multiple components
WizardPCR preps:
X-gal | 0,0,0 | S | 1 | g | B107 - Freezer | Martinez, Fernandez Robledo | 2014 |  | B | 7240-90-6
X-gal | 0,0,0 | S | 1 | g | A211 freezer | Emerson, D. | 2014 |  | A | 7240-90-6
X-tremeGENE HP DNA transf. reagent | *0,3,0 | L | 0.4 | L | B107 - Freezer | Martinez, Fernandez Robledo | 2017 |  | B | 64-75-5
Xanthan gum | 0,0,0 | S | 100 | g | B211a cabinet | Twining,Matrai,Archer | 2014 |  | B | 11138-66-2
xanthene | 2,0,0 | S | 5 | g | C201 | Aeppli, C. | 2014 |  | C | 92-83-1
XRITC (see fluorescein) | not rated | S | 0.05 | g | A201 FACS freezer | FCM | ref |  | A | ref
XSorb (universal sorbent) | 1,0,0 | S | 1000 | g | A010 Chem Storage | facilities-chem | 2014 |  | A | 14464-46-1+14808-60-7 | cristobalite-ND 99.9%+silca quartz 0.1%
xylenes, mixed | *2,3,0 | L | 0.4 | L | B211a flam cabinet | Twining,Matrai,Archer | 2015 |  | B | 1330-20-7+100-41-4 | report=100lb
Xylose, D- | 1,1,1 | S | 100 | g | B101 | Balch, B. | 2015 |  | B | 58-86-6
Yeast | 0,0,0 | S | 155 | g | A112 | NCMA | 2014 | Hannaford | A | 8013-01-2
yeast extract | 0,0,0 | S | 350 | g | B211a cabinet | Twining,Matrai,Archer | 2014 |  | B | 8013-01-2
yeast extract | 0,0,0 | S | 250 | g | A207 | Orcutt, B | 2014 | sigma | A | 8013-01-2
yeast extract | 0,0,0 | S | 500 | g | A112 | NCMA | 2014 | VWR 90000-726 | A | 8013-01-2
yeast extract | 0,0,0 | S | 500 | g | B109 | Martinez, Fernandez Robledo | 2014 | sigma 70161 | B | 8013-01-2
yeast extract | 0,0,0 | S | 1000 | g | B107 | Martinez, Fernandez Robledo | 2018 |  | B | 84604-16-0
yeast extract | 0,0,0 | S | 500 | g | B107 | Martinez, Fernandez Robledo | 2020 | sigma 70161 | B | 8013-01-2
yeast extract | 0,0,0 | S | 453 | g | A201 Chem Shelf | FCM | 2014 |  | A | 8013-01-2
Yeast extract | 0,0,0 | S | 80 | g | A211 | Emerson, D. | 2014 | Fluka | A | 8013-01-2
yeast extract | 0,0,0 | S | 100 | g | B101 | Balch, B. | 2014 |  | B | 8013-01-2
yeast extract (Bacto) | 0,0,0 | S | 500 | g | A205 S sink cpbd | SCGC | 2014 |  | A | 8013-01-2
Yeast extract Hy-Yest 444 | 0,0,0 | S | 250 | g | A112 | NCMA | 2014 | Sigma Y1126 | A | 8013-01-2
Yeast extract, EZMix | 0,0,0 | S | 250 | g | C205 | Countway, P. | 2014 | Sigma | C | 8013-01-2
Yeast Nitrogen Base Without Amino Acids | 0,0,0 | S | 250 | g | B107 | Martinez, Fernandez Robledo | 2020 | sigma Y0626 | B | multiple components
Yeast Synthetic Drop-out Medium Supplements | 0,0,0 | S | 20 | g | B107 | Martinez, Fernandez Robledo | 2019 | sigma Y1501 | B | multiple components
ypd medium | 0,0,0 | S | 500 | g | B107 | Martinez, Fernandez Robledo | 2012 |  | B | multiple components
YT-medium, 2x powder | 0,0,0 | S | 500 | g | B101 | Burns |  |  | B | na
yttrium nitrate | 2,0,2 OX | S | 25 | g | B211a cabinet | Twining,Matrai,Archer | 2014 |  | B | 10361-93-0
ZE5 additive | 0,0,0 | L | 1.2 | L | A201 | FCM | 2017 |  | A | NaCl, NaF, TritonX (7647-14-5, 7681-49-4, 9002-49-4)
ZE5 QC beads | 0,0,0 | L | 0.005 | L | A201 Non-tox refrig | FCM | 2016 |  | A | n/a
Zeatin | 0,0,0 | S | 50 | g | A110 fridge | NCMA | 2014 |  | A | 1637-39-4 | in binders
Zeatin | 0,0,0 | S | 0.001 | g | A201 FACS freezer | FCM | 2014 |  | A | 1637-39-4
Zinc acetate | 1,0,0 | S | 25 | g | A211 | Emerson, D. | 2014 |  | A | 557-34-6
Zinc Acetate Dihydrate | 2,0,0 | S | 100 | g | A207 | Orcutt, B | 2015 | Alfa Aesar | A | 5970-45-6
zinc chloride | *3,0,0, Xn | S | 2 | g | A211 | Emerson, D. | 2014 | in glass scint vial | A | 7646-85-7 | report=1,000lb
Zinc chloride | *3,0,0, Xn | S | 50 | g | C205 | Countway, P. | 2014 | Sigma | C | 7646-85-7 | report=1,000lb
Zinc Chloride | 3,0,0 | S | 30 | g | A101 | BAS | 2015 |  | A | 7646-85-7
zinc metal | *0,3,1 | S | 450 | g | B211a cabinet | Twining,Matrai,Archer | 2014 |  | B | 7440-66-6 | report=1,000lb
zinc sulfate heptahydrate (7H2O) | 2,0,0, Xn | S | 500 | g | B211a cabinet | Twining,Matrai,Archer | 2014 |  | B | 7446-20-0 | no RQ
zinc sulfate heptahydrate (7H2O) | 2,0,0, Xn | S | 525 | g | A112 | NCMA | 2014 |  | A | 7446-20-0 | no RQ | Y
zinc sulfate heptahydrate (7H2O) | 2,0,0, Xn | S | 100 | g | A109 under scale | NCMA | 2014 |  | A | 7446-20-0 | no RQ | Y
zinc sulfate heptahydrate (7H2O) | 2,0,0, Xn | S | 100 | g | B105 | Martinez, Fernandez Robledo | 2014 | sigma Z4750 | B | 7446-20-0 | no RQ
zinc sulfate heptahydrate (7H2O) | 2,0,0, Xn | S | 500 | g | C205 | Countway, P. | 2014 | Sigma | C | 7446-20-0 | no RQ
zinc sulfate heptahydrate (7H2O) | 2,0,0, Xn | S | 100 | g | B101 | Burns | 2014 |  | B | 7446-20-0 | no RQ
Zirconia silica beads | 0,0,0 | S | 300 | g | B201 | Lomas, M | none found | Whitney, L | B | none listed
Zirconia/Silica, 0.1mm beads | 0,0,0 | S | 100 | g | A205 cabinet by MDA hood, A201 shelf | SCGC | 2014 |  | A | none
Zirconium chloride | *3,0,0 | S | 5 | g | A112 | NCMA | 2017 | Fisher, #Z-80 | A | 15461-27-5
ZyGEM | 1,0,0 | L | 0.001 | L | B107 - Freezer | Martinez, Fernandez Robledo | 2011 |  | B | multiple components
Zymo Research DNA clean & concentrate Kit
Zymo RNA clean and concentrator kit | *3,3,0 | L | 25 rxns | kit | B107 | Martinez, Fernandez Robledo | 2015 |  | B | various
ZymoBIOMICS HRC prep solution (Zymo) | 0,0,0 | L | 0.06 | L | A205, shelf | SCGC | 2017 |  | A | n/a
ZymoClean Gel DNA Recovery kit | *3,3,0 | L | 50 rxns | kit | B107 | Martinez, Fernandez Robledo | 2019 | Zymo Research-D4001T | B
Zyppy plasmid miniprep kit | *3,3,0 | L | 400 rxns | kit | B107 | Martinez, Fernandez Robledo | 2015 |  | B | various